## Hoja2 (hidden)
Method | Parámetro | Tipo | Designation No. | Method Code
Andersen Instruments RAAS10-100 | MP10 | Samplers | RFPS-0699-130 | 130
Andersen Instruments RAAS10-200 | MP10 | Samplers | RFPS-0699-131 | 131
Andersen Instruments RAAS10-300 | MP10 | Samplers | RFPS-0699-132 | 132
BGI Model PQ100 | MP10 | Samplers | RFPS-1298-124 | 124
BGI Model PQ200 | MP10 | Samplers | RFPS-1298-125 | 125
Ecotech Model 3000 PM10 High Volume Sampler | MP10 | Samplers | RFPS-0706-162 | 162
New Star Environmental Model NS-6070 | MP10 | Samplers | RFPS-0202-141 | 141
Oregon DEQ Medium volume sampler | MP10 | Samplers | RFPS-0389-071 | 71
Rupprecht & Patashnick Partisol® 2000 | MP10 | Samplers | RFPS-0694-098 | 98
R & P Partisol®-FRM 2000 | MP10 | Samplers | RFPS-1298-126 | 126
R & P Partisol®-Plus 2025 Seq. | MP10 | Samplers | RFPS-1298-127 | 127
Sierra-Andersen/GMW 1200 | MP10 | Samplers | RFPS-1287-063 | 63
Sierra-Andersen/GMW 321-B | MP10 | Samplers | RFPS-1287-064 | 64
Sierra-Andersen/GMW 321-C | MP10 | Samplers | RFPS-1287-065 | 65
Sierra-Andersen/GMW SA241, SA241M Dichot. | MP10 | Samplers | RFPS-0789-073 | 73
Thermo Scientific Partisol® 2000 | MP10 | Samplers | RFPS-0694-098 | 98
Thermo Scientific Partisol® 2000-D, Partisol® 2000i-D | MP10 | Samplers | EQPS-311-197 | 197
Thermo Scientific Partisol® 2000-FRM, Partisol® 2000i | MP10 | Samplers | RFPS-1298-126 | 126
Thermo Scientific Partisol®-Plus 2025 Seq., Partisol® 2025i Seq | MP10 | Samplers | RFPS-1298-127 | 127
Thermo Scientific Partisol®-Plus 2025-D Seq., Partisol® 2025i-D Seq | MP10 | Samplers | EQPS-0311-198 | 198
Tisch Environmental Model TE-6070 | MP10 | Samplers | RFPS-0202-141 | 141
W&A/Thermo Electron Model 600 HVL | MP10 | Samplers | RFPS-1087-062 | 62
Andersen Instruments FH62I-N Beta | MP10 | Analyzers | EQPM-0990-076 | 76
DKK-TOA FPM-222/222C/223/223C | MP10 | Analyzers | EQPM-0905-156 | 156
DKK-TOA DUB-222(S)/223(S) | MP10 | Analyzers | EQPM-0905-156 | 156
Environnement S.A. MP101M Beta | MP10 | Analyzers | EQPM-0404-151 | 151
Horiba APDA-371 | MP10 | Analyzers | EQPM-0798-122 | 122
Met One BAM1020, GBAM1020, BAM1020-1, GBAM1020-1 Beta | MP10 | Analyzers | EQPM-0798-122 | 122
Opsis SM200 | MP10 | Analyzers | EQPM-0810-193 | 193
R & P TEOM® 1400, 1400a | MP10 | Analyzers | EQPM-1090-079 | 79
SWAM 5a Dual Channel Monitor | MP10 | Analyzers | EQPM-0912-205 | 205
Teledyne Model 602 BetaPLUS Particle Measurement System | MP10 | Analyzers | EQPM-0912-205 | 205
Thermo Andersen Series FH 62 C14 Beta Monitor, 5014i Beta | MP10 | Analyzers | EQPM-1102-150 | 150
Thermo Scientific TEOM® 1400AB, 1405 | MP10 | Analyzers | EQPM-1090-079 | 79
Thermo Scientific TEOM® 1405-DF with FDMS® | MP10 | Analyzers | EQPM-1013-208 | 208
W&A/Thermo Electron 650 Beta Gauge | MP10 | Analyzers | EQPM-0391-081 | 81
Andersen Model RAAS2.5-200 Audit | MP2.5 | Samplers | RFPS-0299-128 | 128
BGI PQ200/200A | MP2.5 | Samplers | RFPS-0498-116 | 116
BGI PQ200-VSCC™ or PQ200A-VSCC™ | MP2.5 | Samplers | EQPM-0202-142 | 142
BGI PQ200-VSCC™ or PQ200A-VSCC™ | MP2.5 | Samplers | RFPS-0498-116 | 116
Graseby Andersen RAAS2.5-100 | MP2.5 | Samplers | RFPS-0598-119 | 119
Graseby Andersen RAAS2.5-300 | MP2.5 | Samplers | RFPS-0598-120 | 120
R & P Partisol®-FRM 2000 PM-2.5 | MP2.5 | Samplers | RFPS-0498-117 | 117
R & P Partisol®-FRM 2000 PM-2.5 [FEM] | MP2.5 | Samplers | EQPM-0202-143 | 143
R & P Partisol®-FRM 2000 PM-2.5 [FEM], | MP2.5 | Samplers | RFPS-0498-117 | 117
R & P Partisol® 2000 PM-2.5 Audit | MP2.5 | Samplers | RFPS-0499-129 | 129
R & P Partisol® 2000 PM-2.5 FEM Audit | MP2.5 | Samplers | EQPM-0202-144 | 144
R & P Partisol® 2000 PM-2.5 FEM Audit | MP2.5 | Samplers | RFPS-0499-129 | 129
R & P Partisol®-Plus 2025 PM-2.5 Seq. | MP2.5 | Samplers | RFPS-0498-118 | 118
R & P Partisol®-Plus 2025 PM-2.5 [FEM] Seq. | MP2.5 | Samplers | EQPM-0202-145 | 145
R & P Partisol®-Plus 2025 PM-2.5 [FEM] Seq. | MP2.5 | Samplers | RFPS-0498-118 | 118
Thermo Electron RAAS2.5-100 FEM | MP2.5 | Samplers | EQPM-0804-153 | 153
Thermo Electron RAAS2.5-100 FEM | MP2.5 | Samplers | RFPS-0598-119 | 119
Thermo Electron RAAS2.5-200 FEM | MP2.5 | Samplers | EQPM-0804-154 | 154
Thermo Electron RAAS2.5-200 FEM | MP2.5 | Samplers | RFPS-0299-128 | 128
Thermo Electron RAAS2.5-300 FEM | MP2.5 | Samplers | EQPM-0804-155 | 155
Thermo Electron RAAS2.5-300 FEM | MP2.5 | Samplers | RFPS-0598-120 | 120
Thermo Environmental Model 605 CAPS | MP2.5 | Samplers | RFPS-1098-123 | 123
Thermo Scientific Partisol® 2000-D Dichot., Partisol® 2000i-D Dichot. | MP2.5 | Samplers | EQPS-0509-177 | 177
Thermo Scientific Dichot. Partisol®-Plus Model 2025-D Seq., Partisol® 2025i-D Dichot. Seq. | MP2.5 | Samplers | EQPS-0509-179 | 179
Thermo Scientific Partisol® 2000-FRM, Partisol® 2000i | MP2.5 | Samplers | RFPS-0498-117 | 117
Thermo Scientific Partisol® 2000-FRM, Partisol® 2000i | MP2.5 | Samplers | EQPM-0202-143 | 143
Thermo Scientific Partisol®-Plus 2025 Seq., Partisol® 2025i Seq | MP2.5 | Samplers | RFPS-0498-118 | 118
Thermo Scientific Partisol®-Plus 2025 Seq., Partisol® 2025i Seq | MP2.5 | Samplers | EQPM-0202-145 | 145
URG-MASS100 | MP2.5 | Samplers | RFPS-0400-135 | 135
URG-MASS300 | MP2.5 | Samplers | RFPS-0400-136 | 136
Environnement s.a. Model MP101M PM2.5 Beta Attenuation Monitor | MP2.5 | Analyzers | EQPM-1013-211 | 211
Grimm Model EDM 180 PM2.5 Monitor | MP2.5 | Analyzers | EQPM-0311-195 | 195
Horiba APDA-371 | MP2.5 | Analyzers | EQPM-0308-170 | 170
Met One BAM-1020 PM-2.5 [FEM] | MP2.5 | Analyzers | EQPM-0308-170 | 170
Met One BAM-1022 Real Time Beta Attenuation Mass Monitor | MP2.5 | Analyzers | EQPM-1013-209 | 209
Thermo Scientific FH62C14-DHS Continuous, 5014i | MP2.5 | Analyzers | EQPM-0609-183 | 183
Opsis SM200 | MP2.5 | Analyzers | EQPM-0812-203 | 203
SWAM 5a Dual Channel Monitor | MP2.5 | Analyzers | EQPM-0912-204 | 204
Teledyne Model 602 BetaPLUS Particle Measurement System | MP2.5 | Analyzers | EQPM-0912-204 | 204
Thermo Scientific Model 5030i Sharp, 5030 SHARP | MP2.5 | Analyzers | EQPM-0609-184 | 184
Thermo Scientific TEOM® 1400a with Series 8500C FDMS® | MP2.5 | Analyzers | EQPM-0609-181 | 181
Thermo Scientific TEOM® 1405-DF Dichot. with FDMS® | MP2.5 | Analyzers | EQPM-0609-182 | 182
Tisch Environmental TE-EDM 180 PM2.5 | MP2.5 | Analyzers | EQPM-0311-195 | 195
BGI Inc. Model PQ200 PM10-2.5 sampler pair | MP10-2.5 | Samplers | RFPS-1208-173 | 173
Thermo Scientific Partisol® 2000-FRM sampler pair, Partisol® 2000i sampler pair | MP10-2.5 | Samplers | RFPS-0509-175 | 175
Thermo Scientific Partisol®-Plus 2025 Seq. sampler pair, Partisol® 2025i Seq sampler pair | MP10-2.5 | Samplers | RFPS-0509-176 | 176
Thermo Scientific Partisol® 2000-D Dichot., Partisol® 2000i-D Dichot. | MP10-2.5 | Samplers | EQPS-0509-178 | 178
Thermo Scientific Dichot. Partisol®-Plus Model 2025-D Seq., Partisol® 2025i-D Dichot. Seq. | MP10-2.5 | Samplers | EQPS-0509-180 | 180
Met One Instruments BAM-1020 System | MP10-2.5 | Analyzers | EQPM-0709-185 | 185
SWAM 5a Dual Channel Monitor | MP10-2.5 | Analyzers | EQPM-0912-206 | 206
Teledyne Model 602 BetaPLUS Particle Measurement System | MP10-2.5 | Analyzers | EQPM-0912-206 | 206
Thermo Scientific TEOM® 1405-DF with FDMS® | MP10-2.5 | Analyzers | EQPM-1013-207 | 207
Advanced Pollution Instr. 100 | SO2 | Analyzers | EQSA-0990-077 | 77
Advanced Pollution Instr. 100A/100AS | SO2 | Analyzers | EQSA-0495-100 | 100
Asarco 500 | SO2 | Analyzers | EQSA-0877-024 | 24
Beckman 953 | SO2 | Analyzers | EQSA-0678-029 | 29
Bendix 8303 | SO2 | Analyzers | EQSA-1078-030 | 30
Casella ML9850, ML9850B, CM2050, CM2050B | SO2 | Analyzers | EQSA-0193-092 | 92
Columbia Scientific Industries 5700 | SO2 | Analyzers | EQSA-0494-095 | 95
Dasibi 4108 | SO2 | Analyzers | EQSA-1086-061 | 61
DKK-TOA Corp. GFS-32 | SO2 | Analyzers | EQSA-0701-115 | 115
DKK-TOA Corp. GFS-112E, GFS-112E-1 | SO2 | Analyzers | EQSA-0100-133 | 133
DKK-TOA Corp. GFS-312E | SO2 | Analyzers | EQSA-1107-168 | 168
Ecotech ML9850/EC9850, ML9850B/EC9850B | SO2 | Analyzers | EQSA-0193-092 | 92
Ecotech EC9850T | SO2 | Analyzers | EQSA-0193-092 | 92
Ecotech Serinus 50 | SO2 | Analyzers | EQSA-0809-188 | 188
Environnement S.A AF21M | SO2 | Analyzers | EQSA-0292-084 | 84
Environnement S.A AF22M | SO2 | Analyzers | EQSA-0802-149 | 149
Environnement S.A. SANOA | SO2 | Analyzers | EQSA-0400-138 | 138
Horiba Model APSA-360/APSA-360ACE | SO2 | Analyzers | EQSA-0197-114 | 114
Horiba Model APSA-370 | SO2 | Analyzers | EQSA-0506-159 | 159
Lear Siegler AM2020 | SO2 | Analyzers | EQSA-1280-049 | 49
Lear Siegler SM1000 | SO2 | Analyzers | EQSA-1275-005 | 5
Meloy SA185-2A | SO2 | Analyzers | EQSA-1275-006 | 6
Meloy SA285E | SO2 | Analyzers | EQSA-1078-032 | 32
Meloy SA700 | SO2 | Analyzers | EQSA-0580-046 | 46
Monitor Labs 8450 | SO2 | Analyzers | EQSA-0876-013 | 513
Monitor Labs or Lear Siegler 8850 | SO2 | Analyzers | EQSA-0779-039 | 39
Monitor Labs or Lear Siegler 8850S | SO2 | Analyzers | EQSA-0390-075 | 75
Opsis AB OPS50 | SO2 | Analyzers | EQSA-0809-188 | 188
Opsis AR 500, System 300 (open path) | SO2 | Analyzers | EQSA-0495-101 | 101
Philips PW9700 | SO2 | Analyzers | EQSA-0876-011 | 511
Philips PW9755 | SO2 | Analyzers | EQSA-0676-010 | 10
recordum airpointer system | SO2 | Analyzers | EQSA-0495-100 | 100
SERES SF 2000 G | SO2 | Analyzers | EQSA-0810-194 | 194
SIR S.A. S-5001 | SO2 | Analyzers | EQSA-0507-166 | 166
recordum airpointer system | SO2 | Analyzers | EQSA-0495-100 | 100
Teledyne Advanced Pollution Inst. 100A, 100 AS, 100E, 100EU, T100, T100U | SO2 | Analyzers | EQSA-0495-100 | 100
Teledyne Analytical Instruments 6400A | SO2 | Analyzers | EQSA-0495-100 | 100
Teledyne Analytical Instruments 6400E | SO2 | Analyzers | EQSA-0809-188 | 188
Teledyne Monitor Labs ML9850, ML9850B | SO2 | Analyzers | EQSA-0193-092 | 92
Teledyne Monitor Labs TML-50 | SO2 | Analyzers | EQSA-0495-100 | 100
Thermo Electron 43 | SO2 | Analyzers | EQSA-0276-009 | 9
Thermo Electron 43A, 43C-TLE, 43i | SO2 | Analyzers | EQSA-0486-060 | 60
Thermo Environmental Instruments 43B, 43C | SO2 | Analyzers | EQSA-0486-060 | 60
Wedding 1040 | SO2 | Analyzers | EQSA-0193-092 | 92
2B Technologies Model 202 | O3 | Analyzers | EQOA-0410-190 | 190
2B Technologies Model 211 | O3 | Analyzers | EQOA-0514-215 | 215
Advanced Pollution Instr. 400/400A/400E | O3 | Analyzers | EQOA-0992-087 | 87
Beckman 950A | O3 | Analyzers | RFOA-0577-020 | 20
Bendix 8002 | O3 | Analyzers | RFOA-0176-007 | 7
Casella ML9810, ML9810B, ML9811, ML9812, CM2010, CM2010B, CM2011, CM2012 | O3 | Analyzers | EQOA-0193-091 | 91
Columbia Scientific Industries 2000 | O3 | Analyzers | RFOA-0279-036 | 36
Dasibi 1003-AH, -PC, -RS | O3 | Analyzers | EQOA-0577-019 | 19
Dasibi 1008-AH, -PC, -RS | O3 | Analyzers | EQOA-0383-056 | 56
DKK-TOA Corp. GUX-113E, GUX-113E-1 | O3 | Analyzers | EQOA-0200-134 | 134
DKK-TOA Corp. GUX-313E | O3 | Analyzers | EQOA-1107-169 | 169
Ecotech ML9810/EC9810, -9810B, -9811, -9812 | O3 | Analyzers | EQOA-0193-091 | 91
Ecotech Serinus 10 | O3 | Analyzers | EQOA-0809-187 | 187
Environics 300 | O3 | Analyzers | EQOA-0990-078 | 78
Environnement S.A O341M | O3 | Analyzers | EQOA-0895-105 | 105
Environnement S.A O342M | O3 | Analyzers | EQOA-0206-148 | 148
Environnement S.A SANOA | O3 | Analyzers | EQOA-0400-137 | 137
Horiba APOA-360 | O3 | Analyzers | EQOA-0196-112 | 112
Horiba APOA-370 | O3 | Analyzers | EQOA-0506-160 | 160
McMillan 1100-1 | O3 | Analyzers | RFOA-1076-014 | 514
McMillan 1100-2 | O3 | Analyzers | RFOA-1076-015 | 515
McMillan 1100-3 | O3 | Analyzers | RFOA-1076-016 | 16
Meloy OA325-2R | O3 | Analyzers | RFOA-1075-003 | 3
Meloy OA350-2R | O3 | Analyzers | RFOA-1075-004 | 4
Monitor Labs 8410E | O3 | Analyzers | RFOA-1176-017 | 17
Monitor Labs or Lear Siegler 8810 | O3 | Analyzers | EQOA-0881-053 | 53
Opsis AB OPS10 | O3 | Analyzers | EQOA-0809-187 | 187
Opsis AR 500, System 300 (open path) | O3 | Analyzers | EQOA-0495-103 | 103
PCI Ozone Corp. LC-12 | O3 | Analyzers | EQOA-0382-055 | 55
Philips PW9771 | O3 | Analyzers | EQOA-0777-023 | 23
recordum airpointer system | O3 | Analyzers | EQOA-0992-087 | 87
Seres Model OZ 2000 G | O3 | Analyzers | EQOA-0506-161 | 161
SIR S.A. S-5014 | O3 | Analyzers | EQOA-0207-164 | 164
Tanabyte 722, 723, 724, 725, 726 | O3 | Analyzers | EQOA-0407-165 | 165
Teledyne Advanced Pollution Instr. 265E, T265 | O3 | Analyzers | EQOA-0611-199 | 199
Teledyne Advanced Pollution Instr. 400, 400A, 400E, T400 | O3 | Analyzers | EQOA-0992-087 | 87
Teledyne Advanced Pollution Instr. T204 | O3 | Analyzers | EQOA-0514-214 | 214
Teledyne Monitor Labs ML9810/9810B, ML9811, ML9812 | O3 | Analyzers | EQOA-0193-091 | 91
Teledyne Monitor Labs TML-10 | O3 | Analyzers | EQOA-0992-087 | 87
Thermo Electron or Thermo Environmental Instruments 49, 49C, 49i | O3 | Analyzers | EQOA-0880-047 | 47
Wedding 1010 | O3 | Analyzers | EQOA-0193-091 | 91
Beckman 866 | CO | Analyzers | RFCA-0876-012 | 12
Bendix 8501-5CA | CO | Analyzers | RFCA-0276-008 | 8
Casella ML9830, ML9830B, CM2030, CM2030B | CO | Analyzers | RFCA-0992-088 | 88
Dasibi 3003 | CO | Analyzers | RFCA-0381-051 | 51
Dasibi 3008 | CO | Analyzers | RFCA-0488-067 | 67
DKK-TOA Corp. GFC-311E | CO | Analyzers | RFCA-0907-167 | 167
Ecotech Serinus 30 | CO | Analyzers | RFCA-0509-174 | 174
Ecotech ML9830/EC9830, ML9830B/EC9830B | CO | Analyzers | RFCA-0992-088 | 88
Ecotech EC9830T | CO | Analyzers | RFCA-0992-088 | 88
Environnement S.A CO11M | CO | Analyzers | RFCA-0995-108 | 108
Environnement S.A CO12M | CO | Analyzers | RFCA-0206-147 | 147
Horiba AQM-10, -11, -12 | CO | Analyzers | RFCA-1278-033 | 33
Horiba 300E/300SE | CO | Analyzers | RFCA-1180-048 | 48
Horiba APMA-360 | CO | Analyzers | RFCA-0895-106 | 106
Horiba APMA-370 | CO | Analyzers | RFCA-0506-158 | 158
MASS – CO 1 (Massachusetts) | CO | Analyzers | RFCA-1280-050 | 50
Monitor Labs 8310 | CO | Analyzers | RFCA-0979-041 | 41
Monitor Labs or Lear Siegler 8830 | CO | Analyzers | RFCA-0388-066 | 66
MSA 202S | CO | Analyzers | RFCA-0177-018 | 18
Opsis AB OPS 30 | CO | Analyzers | RFCA-0509-174 | 174
recordum airpointer system | CO | Analyzers | RFCA-1093-093 | 93
SIR S.A. Model S-5006 | CO | Analyzers | RFCA-0708-172 | 172
Teledyne Adv. Pollution Instr. 300, 300E, 300EU, T300, T300U | CO | Analyzers | RFCA-1093-093 | 93
Teledyne Analytical Instruments GFC7001E | CO | Analyzers | RFCA-0509-174 | 174
Teledyne Monitor Labs ML9830/9830B | CO | Analyzers | RFCA-0992-088 | 88
Teledyne Monitor Labs TML-30 | CO | Analyzers | RFCA-1093-093 | 93
Thermo Electron or Thermo Environmental Instruments 48, 48C, 48i, 48iTLE | CO | Analyzers | RFCA-0981-054 | 54
Wedding 1020 |  |  | RFCA-0992-088 | 88
Sodium arsenite (orifice) | NO2 | Manual Methods | EQN-1277-026 | 84
Sodium arsenite/Technicon II | NO2 | Manual Methods | EQN-1277-027 | 84
TGS-ANSA (orifice) | NO2 | Manual Methods | EQN-1277-028 | 98
Advanced Pollution Instr. 200 | NO2 | Analyzers | RFNA-0691-082 | 82
Advanced Pollution Instr. 200A/200AU | NO2 | Analyzers | RFNA-1194-099 | 99
Beckman 952A | NO2 | Analyzers | RFNA-0179-034 | 34
Bendix 8101-B | NO2 | Analyzers | RFNA-0479-038 | 38
Bendix 8101-C | NO2 | Analyzers | RFNA-0777-022 | 22
Casella ML9841, ML9841A, ML9841B, CM2041, CM2041A, CM2041B | NO2 | Analyzers | RFNA-1292-090 | 90
Columbia Scientific Indust.1600, 5600 | NO2 | Analyzers | RFNA-0977-025 | 25
Dasibi 2108 | NO2 | Analyzers | RFNA-1192-089 | 89
DKK-TOA Corp GLN-114E, GLN-114E-1 | NO2 | Analyzers | RFNA-0798-121 | 121
DKK-TOA Corp GLN-314E | NO2 | Analyzers | RFNA-0508-171 | 171
Ecotech ML9841A/EC9841A,ML9841B/EC9841B | NO2 | Analyzers | RFNA-1292-090 | 90
Ecotech EC9841T | NO2 | Analyzers | RFNA-1292-090 | 90
Ecotech Serinus 40 | NO2 | Analyzers | RFNA-0809-186 | 186
Environnement S.A. AC31M | NO2 | Analyzers | RFNA-0795-104 | 104
Environnement S.A. AC32M | NO2 | Analyzers | RFNA-0202-146 | 146
Environnement S.A. SANOA | NO2 | Analyzers | EQNA-0400-139 | 139
Environnement S.A. AS32M | NO2 | Analyzers | EQNA-1013-210 | 210
Horiba APNA-360 | NO2 | Analyzers | RFNA-0196-111 | 111
Horiba APNA-370 | NO2 | Analyzers | RFNA-0506-157 | 157
Meloy NA530R | NO2 | Analyzers | RFNA-1078-031 | 31
Monitor Labs 8440E | NO2 | Analyzers | RFNA-0677-021 | 21
Monitor Labs or Lear Siegler 8840 | NO2 | Analyzers | RFNA-0280-042 | 42
Monitor Labs or Lear Siegler 8841 | NO2 | Analyzers | RFNA-0991-083 | 83
Monitor Labs ML9841 | NO2 | Analyzers | RFNA-1292-090 | 90
Opsis AB OPS40 | NO2 | Analyzers | RFNA-0809-186 | 186
Opsis AR 500, System 300 (open path) | NO2 | Analyzers | EQNA-0495-102 | 102
Philips PW9762/02 | NO2 | Analyzers | RFNA-0879-040 | 40
recordum airpointer system | NO2 | Analyzers | RFNA-1194-099 | 99
Seres Model NOx 2000 G | NO2 | Analyzers | RFNA-0706-163 | 163
SIR S.A. S-5012 | NO2 | Analyzers | RFNA-0804-152 | 152
Teledyne-Advanced Pollution Inst. 200A, 200AU, 200E, 200EU, T200, T200U | NO2 | Analyzers | RFNA-1194-099 | 99
Teledyne Advanced Pollution Inst. T500U | NO2 | Analyzers | EQNA-0414-212 | 212
Teledyne-Advanced Pollution Inst. 200EUP, T200UP | NO2 | Analyzers | EQNA-0512-200 | 200
Teledyne Analytical Instruments 9110A | NO2 | Analyzers | RFNA-1194-099 | 99
Teledyne Analytical Instruments 9110E | NO2 | Analyzers | RFNA-0809-186 | 186
Teledyne Monitor Labs ML9841, ML9841A, ML9841B | NO2 | Analyzers | RFNA-1292-090 | 90
Teledyne Monitor Labs TML-41 | NO2 | Analyzers | RFNA-1194-099 | 99
Thermo Electron or Thermo Environmentallnstruments 148/E | NO2 | Analyzers | RFNA-0179-035 | 35
Thermo Electron or Thermo Environmental 1 nstruments 140/E | NO2 | Analyzers | RFNA-0279-037 | 37
Thermo Environmental lnstr. 42, 42C, 42i | NO2 | Analyzers | RFNA-1289-074 | 74
Wedding 1030 | NO2 | Analyzers | RFNA-1292-090 | 90
Hi-vol/AAS (alt. extr.) | Pb | Manual Methods | EQL-0380-043 | 43
Hi-vol/Energy-disp XRF (TX ACB) | Pb | Manual Methods | EQL-0783-058 | 58
Hi-vol/Energy-disp XRF (NEA) | Pb | Manual Methods | EQL-0589-072 | 72
Hi-vol/FAAS | Pb | Manual Methods | EQLA-0813-803 | 803
Hi-vol/Flameless AA (EMSL/EPA) | Pb | Manual Methods | EQL-0380-044 | 44
Hi-vol/Flameless AA (Houston) | Pb | Manual Methods | EQL-0895-107 | 107
Hi-vol/Flameless AA (Omaha) | Pb | Manual Methods | EQL-0785-059 | 59
Hi-vol/ICAP-OES (Doe Run Co.) | Pb | Manual Methods | EQL-0196-113 | 113
Hi-vol/ICAP-OES (EMSL/EPA) | Pb | Manual Methods | EQL-0380-045 | 45
Hi-vol/ICAP-OES (Illinois) | Pb | Manual Methods | EQL-1193-094 | 94
Hi-vol/ICAP-OES (Kansas) | Pb | Manual Methods | EQL-0592-085 | 85
Hi-vol/ICAP-OES (Montana) | Pb | Manual Methods | EQL-0483-057 | 57
Hi-vol/ICAP-OES (NE&T) | Pb | Manual Methods | EQL-1188-069 | 69
Hi-vol/ICAP-OES (New Hampshire) | Pb | Manual Methods | EQL-1290-080 | 80
Hi-vol/ICAP-OES (Pennsylvania) | Pb | Manual Methods | EQL-0592-086 | 86
Hi-vol/ICAP-OES (Pima Co.,AZ) | Pb | Manual Methods | EQL-0995-109 | 109
Hi-vol/ICAP-MS (Pima Co.,AZ) | Pb | Manual Methods | EQL-0995-110 | 110
Hi-vol/ICAP-OES (Rhode Island) | Pb | Manual Methods | EQL-0888-068 | 68
Hi-vol/ICAP-OES (Silver Val. Labs) | Pb | Manual Methods | EQL-1288-070 | 70
Hi-vol/ICAP-AES (TNRCC) | Pb | Manual Methods | EQL-0400-140 | 140
Hi-vol/ICAP-OES (West Virginia) | Pb | Manual Methods | EQL-0694-096 | 96
Hi-vol/WL-disp. XRF (CA A&IHL) | Pb | Manual Methods | EQL-0581-052 | 52
Hi-vol/ICP-MS (IML, Inc) | Pb | Manual Methods | EQL-0310-189 | 189
Hi-Vol/ICP-MS (US EPA/OAQPS) | Pb | Manual Methods | EQL-0510-191 | 191
Hi-Vol/ICP-MS (US EPA/Region 9) | Pb | Manual Methods | EQL-0710-192 | 192
Hi-Vol/ICP-AES (US EPA/OAQPS) | Pb | Manual Methods | EQL-0311-196 | 196
Hi-Vol/ICP-MS (ERG) | Pb | Manual Methods | EQL-0512-201 | 201
PM10/ICP-MS (ERG) | Pb | Manual Methods | EQL-0512-202 | 202
Hi-Vol/TOF ICP-MS (SCAQMD) | Pb | Manual Methods | EQL-0514-213 | 213

## Hoja10 (hidden)
Código | Significado | Justificación
2.a | Dato inválido | Por falla de energía
2.b | Dato inválido | Por falla de equipo
2.c | Dato inválido | Fuera de rango de temperatura de operación
2.d | Dato inválido | Por cambio de equipo
2.e | Dato inválido | Por mantención en terreno
2.f | Dato inválido | Por tiempo mínimo de muestreo
2.g | Dato inválido | Por exceso de tiempo de muestreo
2.h | Dato inválido | Valor fuera de rango
3.a | Sin dato | Por falla general de equipo
Resolución
5 Minutos
15 Minutos
1 hora
1 día
Motivo Cambio Equipo
Cambio Tecnología
Falla Equipo
Mantención
Cumplimiento D.S N°61/08
ppb
ppm
μg/m³N
μg/m³
18
19
WGS84

## Metadata
I.- Instrucciones generales |  |  |  |  | Versión | N°00
[5 empty] | Fecha | 2014-09-11
En primer lugar deberá informar los datos generales de la estación de monitoreo: |  |  |  | Datos Estación
En dicha hoja deberá indicar los datos generales de la estación y marcar los contaminantes a informar.
Completar cada hoja según el contaminante a informar.
II.- Tipo de datos a presentar
1.- Datos Crudos.
Deberán ser informados con la siguiente resolución temporal:
Resolución | Contaminante | Tipo Equipo
5 Minutos | Gases | Analizador
15 Minutos | Material Particulado | Analizador
1 Día | Material Particulado/Pb/Fe | Muestreador*
* incluye además de muestradores gravimétricos a analizador de Material Particulado BAM
2.- Datos sin validar.
Obtenido a partir de los datos crudos.
- En el caso de datos obtenidos a partir de un analizador o subsistema, corresponderá presentar un PROMEDIO HORARIO, calculado a partir de datos crudos medidos con una resolución de 5 ó 15 minutos, según corresponda.
- En el caso de que el equipo sea un muestreador, corresponderá presentar el valor de la concentración diaria medida.
3.- Datos validados.
Obtenido a partir del proceso de validación de los datos crudos que realice el operador.
- En el caso de datos obtenidos a partir de un analizador, corresponderá presentar un PROMEDIO HORARIO.
- En el caso de que el equipo sea un muestreador, corresponderá presentar el valor de la concentración diaria.
III.- Formatos
| Concentración diaria | Concentración horaria | Datos crudos
Fecha y hora | aaaammdd | aaaammdd hh | aaaammdd hhmm
Ejemplo | 20131127 | 20131127 08 | 20131127 0815
IV.- Unidades
Los datos deberán ser reportados en las siguientes unidades:
Contaminante | Unidad
NOx | ppb
NO | ppb
NO2 | ppb
CO | ppm
O3 | ppb
SO2 | ppb
MP10 | μg/m³N
MP2,5 | μg/m³
MPS | μg/m³
Pb | μg/m³
Fe | μg/m³
Clave | sma

## Datos Estación
Nombre Estación | Puente Alto EMS
Operador (s) | Algoritmos S.A.
Titular | MMA
Dirección | Av. Ejercito Libertador N°2413
Avenida/Calle |  | N°
Comuna | Puente Alto | Provincia | Santiago | Región | Metropolitana
UTM N | 6282013
UTM E | 352049
DATUM | WGS84
HUSO | 19
Contaminantes a informar:
NOx
NO
NO2
CO
O3
SO2
MP10
MP2,5
Pb
MPS
Fe
Otro | Indicar:

## Registros MP10
Datos del equipo | [8 empty] | Validación |  | Calibración |  |  |  |  | Mantención
N° Serie | Marca | Modelo | Parámetro | Tipo | Denominación | Código del metodo | Periodo de Uso del Equipo (aaaammdd hhmm - aaaammdd hhmm) | Motivo Cambio Equipo | Unidad de Medición del Equipo | Factor de Conversión de Unidad | Patrón Flujo | Marca/Modelo | N° Serie | Fecha de Certificación Patrón | Fecha de Calibración | Fecha Última Mantención
| Thermo Scientific TEOM® 1400AB, 1405 | Thermo Scientific TEOM® 1400AB, 1405 | MP10 | Analyzers | EQPM-1090-079 | 79 | 201301010000 - 201312312355 |  | μg/m3N
PROMEDIOS HORARIOS EQUIPOS CONTINUOS |  |  |  |  | PROMEDIOS DIARIOS EQUIPOS GRAVIMETRICOS
Fecha y Hora (aaaammdd hh) | Dato sin Validar MP10 | Dato Validado MP10 | Código de Invalidación de datos (D.S. N°61/2008) |  | Fecha (aaaammdd) | Dato sin Validar MP10 | Dato Validado MP10 (µg/m3N) | Código de Invalidación de datos (D.S. N°61/2008)
2013-01-01 |  | 68
2013-01-01 01:00 |  | 98
2013-01-01 02:00 |  | 97.5
2013-01-01 03:00 |  | 78.5
2013-01-01 04:00 |  | 74.5
2013-01-01 05:00 |  | 55
2013-01-01 06:00 |  | 50.5
2013-01-01 07:00 |  | 53.5
2013-01-01 08:00 |  | 60.5
2013-01-01 09:00 |  | 67.5
2013-01-01 10:00 |  | 44.5
2013-01-01 11:00 |  | 20
2013-01-01 12:00 |  | 29
2013-01-01 13:00 |  | 34.5
2013-01-01 14:00 |  | 43
2013-01-01 15:00 |  | 51
2013-01-01 16:00 |  | 42.5
2013-01-01 17:00 |  | 52.5
2013-01-01 18:00 |  | 28.5
2013-01-01 19:00 |  | 28.5
2013-01-01 20:00 |  | 24.5
2013-01-01 21:00 |  | 33
2013-01-01 22:00 |  | 44
2013-01-01 23:00 |  | 38
2013-01-02 |  | 34.5
2013-01-02 01:00 |  | 25.5
2013-01-02 02:00 |  | 28
2013-01-02 03:00 |  | 34.5
2013-01-02 04:00 |  | 27
2013-01-02 05:00 |  | 34.5
2013-01-02 06:00 |  | 51.5
2013-01-02 07:00 |  | 47
2013-01-02 08:00 |  | 74
2013-01-02 09:00 |  | 61.5
2013-01-02 10:00 |  | 72
2013-01-02 11:00 |  | 79
2013-01-02 12:00 |  | 90.5
2013-01-02 13:00 |  | 164.5
2013-01-02 14:00 |  | 148
2013-01-02 15:00 |  | 84
2013-01-02 16:00 |  | 97.5
2013-01-02 17:00 |  | 71
2013-01-02 18:00 |  | 41
2013-01-02 19:00 |  | 37
2013-01-02 20:00 |  | 36.5
2013-01-02 21:00 |  | 48
2013-01-02 22:00 |  | 47
2013-01-02 23:00 |  | 59
2013-01-03 |  | 38
2013-01-03 01:00 |  | 33
2013-01-03 02:00 |  | 36.5
2013-01-03 03:00 |  | 30.5
2013-01-03 04:00 |  | 24.5
2013-01-03 05:00 |  | 26.5
2013-01-03 06:00 |  | 29
2013-01-03 07:00 |  | 31
2013-01-03 08:00 |  | 57.5
2013-01-03 09:00 |  | 77
2013-01-03 10:00 |  | 105
2013-01-03 11:00 |  | 110.5
2013-01-03 12:00 |  | 104
2013-01-03 13:00 |  | 122.5
2013-01-03 14:00 |  | 123
2013-01-03 15:00 |  | 157.5
2013-01-03 16:00 |  | 103
2013-01-03 17:00 |  | 51
2013-01-03 18:00 |  | 49
2013-01-03 19:00 |  | 47
2013-01-03 20:00 |  | 40.5
2013-01-03 21:00 |  | 40.5
2013-01-03 22:00 |  | 31
2013-01-03 23:00 |  | 26
2013-01-04 |  | 27
2013-01-04 01:00 |  | 27
2013-01-04 02:00 |  | 27.5
2013-01-04 03:00 |  | 29
2013-01-04 04:00 |  | 32.5
2013-01-04 05:00 |  | 41.5
2013-01-04 06:00 |  | 51
2013-01-04 07:00 |  | 51
2013-01-04 08:00 |  | 56
2013-01-04 09:00 |  | 65
2013-01-04 10:00 |  | 93
2013-01-04 11:00 |  | 104
2013-01-04 12:00 |  | 85
2013-01-04 13:00 |  | 124
2013-01-04 14:00 |  | 166.5
2013-01-04 15:00 |  | 157.5
2013-01-04 16:00 |  | 181
2013-01-04 17:00 |  | 83.5
2013-01-04 18:00 |  | 47
2013-01-04 19:00 |  | 43.5
2013-01-04 20:00 |  | 35
2013-01-04 21:00 |  | 26.5
2013-01-04 22:00 |  | 25.5
2013-01-04 23:00 |  | 22
2013-01-05 |  | 18
2013-01-05 01:00 |  | 17.5
2013-01-05 02:00 |  | 16
2013-01-05 03:00 |  | 13.5
2013-01-05 04:00 |  | 18
2013-01-05 05:00 |  | 20
2013-01-05 06:00 |  | 37
2013-01-05 07:00 |  | 33
2013-01-05 08:00 |  | 47.5
2013-01-05 09:00 |  | 51.5
2013-01-05 10:00 |  | 55.5
2013-01-05 11:00 |  | 66.5
2013-01-05 12:00 |  | 73
2013-01-05 13:00 |  | 68.5
2013-01-05 14:00 |  | 51.5
2013-01-05 15:00 |  | 114.5
2013-01-05 16:00 |  | 66
2013-01-05 17:00 |  | 66.5
2013-01-05 18:00 |  | 45.5
2013-01-05 19:00 |  | 49
2013-01-05 20:00 |  | 46
2013-01-05 21:00 |  | 39.5
2013-01-05 22:00 |  | 39.5
2013-01-05 23:00 |  | 39.5
2013-01-06 |  | 55
2013-01-06 01:00 |  | 55.5
2013-01-06 02:00 |  | 45
2013-01-06 03:00 |  | 42.5
2013-01-06 04:00 |  | 42.5
2013-01-06 05:00 |  | 38
2013-01-06 06:00 |  | 64.5
2013-01-06 07:00 |  | 61.5
2013-01-06 08:00 |  | 45
2013-01-06 09:00 |  | 40.5
2013-01-06 10:00 |  | 40.5
2013-01-06 11:00 |  | 47.5
2013-01-06 12:00 |  | 37.5
2013-01-06 13:00 |  | 52
2013-01-06 14:00 |  | 64.5
2013-01-06 15:00 |  | 60.5
2013-01-06 16:00 |  | 48.5
2013-01-06 17:00 |  | 49.5
2013-01-06 18:00 |  | 38.5
2013-01-06 19:00 |  | 29
2013-01-06 20:00 |  | 25.5
2013-01-06 21:00 |  | 25.5
2013-01-06 22:00 |  | 26
2013-01-06 23:00 |  | 23
2013-01-07 |  | 24
2013-01-07 01:00 |  | 34
2013-01-07 02:00 |  | 34.5
2013-01-07 03:00 |  | 30.5
2013-01-07 04:00 |  | 35
2013-01-07 05:00 |  | 43.5
2013-01-07 06:00 |  | 44.5
2013-01-07 07:00 |  | 34.5
2013-01-07 08:00 |  | 39.5
2013-01-07 09:00 |  | 46
2013-01-07 10:00 |  | 108.5
2013-01-07 11:00 |  | 82
2013-01-07 12:00 |  | 61.5
2013-01-07 13:00 |  | 2.e | 2.e
2013-01-07 14:00 |  | 82
2013-01-07 15:00 |  | 71.5
2013-01-07 16:00 |  | 100.5
2013-01-07 17:00 |  | 163.5
2013-01-07 18:00 |  | 52
2013-01-07 19:00 |  | 35.5
2013-01-07 20:00 |  | 39.5
2013-01-07 21:00 |  | 25
2013-01-07 22:00 |  | 20
2013-01-07 23:00 |  | 27.5
2013-01-08 |  | 29
2013-01-08 01:00 |  | 26
2013-01-08 02:00 |  | 23
2013-01-08 03:00 |  | 24.5
2013-01-08 04:00 |  | 28.5
2013-01-08 05:00 |  | 39
2013-01-08 06:00 |  | 46
2013-01-08 07:00 |  | 44.5
2013-01-08 08:00 |  | 50.5
2013-01-08 09:00 |  | 56
2013-01-08 10:00 |  | 152
2013-01-08 11:00 |  | 271.5
2013-01-08 12:00 |  | 124
2013-01-08 13:00 |  | 291
2013-01-08 14:00 |  | 294.5
2013-01-08 15:00 |  | 320
2013-01-08 16:00 |  | 2.e | 2.e
2013-01-08 17:00 |  | 124.5
2013-01-08 18:00 |  | 84
2013-01-08 19:00 |  | 56.5
2013-01-08 20:00 |  | 67
2013-01-08 21:00 |  | 104.5
2013-01-08 22:00 |  | 116.5
2013-01-08 23:00 |  | 91.5
2013-01-09 |  | 80
2013-01-09 01:00 |  | 61.5
2013-01-09 02:00 |  | 36.5
2013-01-09 03:00 |  | 40
2013-01-09 04:00 |  | 46.5
2013-01-09 05:00 |  | 65.5
2013-01-09 06:00 |  | 70
2013-01-09 07:00 |  | 74
2013-01-09 08:00 |  | 90
2013-01-09 09:00 |  | 98.5
2013-01-09 10:00 |  | 92
2013-01-09 11:00 |  | 143.5
2013-01-09 12:00 |  | 175
2013-01-09 13:00 |  | 178.5
2013-01-09 14:00 |  | 256
2013-01-09 15:00 |  | 230
2013-01-09 16:00 |  | 316.5
2013-01-09 17:00 |  | 209.5
2013-01-09 18:00 |  | 79
2013-01-09 19:00 |  | 92.5
2013-01-09 20:00 |  | 100.5
2013-01-09 21:00 |  | 137
2013-01-09 22:00 |  | 120
2013-01-09 23:00 |  | 64
2013-01-10 |  | 43
2013-01-10 01:00 |  | 42
2013-01-10 02:00 |  | 40.5
2013-01-10 03:00 |  | 36
2013-01-10 04:00 |  | 41
2013-01-10 05:00 |  | 62.5
2013-01-10 06:00 |  | 73.5
2013-01-10 07:00 |  | 68.5
2013-01-10 08:00 |  | 122
2013-01-10 09:00 |  | 152.5
2013-01-10 10:00 |  | 289
2013-01-10 11:00 |  | 175.5
2013-01-10 12:00 |  | 236
2013-01-10 13:00 |  | 235
2013-01-10 14:00 |  | 289
2013-01-10 15:00 |  | 234.5
2013-01-10 16:00 |  | 224
2013-01-10 17:00 |  | 132.5
2013-01-10 18:00 |  | 63.5
2013-01-10 19:00 |  | 108.5
2013-01-10 20:00 |  | 83
2013-01-10 21:00 |  | 73
2013-01-10 22:00 |  | 71.5
2013-01-10 23:00 |  | 76
2013-01-11 |  | 72
2013-01-11 01:00 |  | 79
2013-01-11 02:00 |  | 45
2013-01-11 03:00 |  | 37.5
2013-01-11 04:00 |  | 36
2013-01-11 05:00 |  | 50
2013-01-11 06:00 |  | 57.5
2013-01-11 07:00 |  | 127
2013-01-11 08:00 |  | 106.5
2013-01-11 09:00 |  | 121
2013-01-11 10:00 |  | 159.5
2013-01-11 11:00 |  | 151
2013-01-11 12:00 |  | 141.5
2013-01-11 13:00 |  | 219
2013-01-11 14:00 |  | 441.5
2013-01-11 15:00 |  | 555.5
2013-01-11 16:00 |  | 307.5
2013-01-11 17:00 |  | 101
2013-01-11 18:00 |  | 71.5
2013-01-11 19:00 |  | 75
2013-01-11 20:00 |  | 72
2013-01-11 21:00 |  | 75.5
2013-01-11 22:00 |  | 77
2013-01-11 23:00 |  | 101.5
2013-01-12 |  | 95.5
2013-01-12 01:00 |  | 80.5
2013-01-12 02:00 |  | 72.5
2013-01-12 03:00 |  | 72.5
2013-01-12 04:00 |  | 62
2013-01-12 05:00 |  | 67
2013-01-12 06:00 |  | 81
2013-01-12 07:00 |  | 74
2013-01-12 08:00 |  | 108.5
2013-01-12 09:00 |  | 109.5
2013-01-12 10:00 |  | 122
2013-01-12 11:00 |  | 101
2013-01-12 12:00 |  | 99.5
2013-01-12 13:00 |  | 109.5
2013-01-12 14:00 |  | 94.5
2013-01-12 15:00 |  | 80
2013-01-12 16:00 |  | 56.5
2013-01-12 17:00 |  | 44.5
2013-01-12 18:00 |  | 45.5
2013-01-12 19:00 |  | 40
2013-01-12 20:00 |  | 46
2013-01-12 21:00 |  | 48
2013-01-12 22:00 |  | 48.5
2013-01-12 23:00 |  | 57
2013-01-13 |  | 43
2013-01-13 01:00 |  | 40.5
2013-01-13 02:00 |  | 27.5
2013-01-13 03:00 |  | 26
2013-01-13 04:00 |  | 27.5
2013-01-13 05:00 |  | 31
2013-01-13 06:00 |  | 26
2013-01-13 07:00 |  | 33
2013-01-13 08:00 |  | 37
2013-01-13 09:00 |  | 47.5
2013-01-13 10:00 |  | 39
2013-01-13 11:00 |  | 43
2013-01-13 12:00 |  | 39
2013-01-13 13:00 |  | 35.5
2013-01-13 14:00 |  | 48
2013-01-13 15:00 |  | 59.5
2013-01-13 16:00 |  | 54.5
2013-01-13 17:00 |  | 62.5
2013-01-13 18:00 |  | 36.5
2013-01-13 19:00 |  | 34.5
2013-01-13 20:00 |  | 38
2013-01-13 21:00 |  | 39.5
2013-01-13 22:00 |  | 39.5
2013-01-13 23:00 |  | 36
2013-01-14 |  | 37
2013-01-14 01:00 |  | 26
2013-01-14 02:00 |  | 29
2013-01-14 03:00 |  | 31
2013-01-14 04:00 |  | 34
2013-01-14 05:00 |  | 35.5
2013-01-14 06:00 |  | 59.5
2013-01-14 07:00 |  | 89.5
2013-01-14 08:00 |  | 98
2013-01-14 09:00 |  | 151.5
2013-01-14 10:00 |  | 178.5
2013-01-14 11:00 |  | 153.5
2013-01-14 12:00 |  | 152.5
2013-01-14 13:00 |  | 242.5
2013-01-14 14:00 |  | 265
2013-01-14 15:00 |  | 290.5
2013-01-14 16:00 |  | 144.5
2013-01-14 17:00 |  | 64.5
2013-01-14 18:00 |  | 55
2013-01-14 19:00 |  | 42
2013-01-14 20:00 |  | 62.5
2013-01-14 21:00 |  | 59
2013-01-14 22:00 |  | 56
2013-01-14 23:00 |  | 52.5
2013-01-15 |  | 48
2013-01-15 01:00 |  | 41.5
2013-01-15 02:00 |  | 43
2013-01-15 03:00 |  | 39
2013-01-15 04:00 |  | 50
2013-01-15 05:00 |  | 82.5
2013-01-15 06:00 |  | 88.5
2013-01-15 07:00 |  | 105
2013-01-15 08:00 |  | 82
2013-01-15 09:00 |  | 134.5
2013-01-15 10:00 |  | 112.5
2013-01-15 11:00 |  | 103
2013-01-15 12:00 |  | 93
2013-01-15 13:00 |  | 185.5
2013-01-15 14:00 |  | 128
2013-01-15 15:00 |  | 119
2013-01-15 16:00 |  | 88.5
2013-01-15 17:00 |  | 93
2013-01-15 18:00 |  | 56.5
2013-01-15 19:00 |  | 46
2013-01-15 20:00 |  | 42
2013-01-15 21:00 |  | 50
2013-01-15 22:00 |  | 46.5
2013-01-15 23:00 |  | 41.5
2013-01-16 |  | 44
2013-01-16 01:00 |  | 41
2013-01-16 02:00 |  | 42
2013-01-16 03:00 |  | 36
2013-01-16 04:00 |  | 42
2013-01-16 05:00 |  | 67.5
2013-01-16 06:00 |  | 109
2013-01-16 07:00 |  | 108.5
2013-01-16 08:00 |  | 80.5
2013-01-16 09:00 |  | 101
2013-01-16 10:00 |  | 117.5
2013-01-16 11:00 |  | 132.5
2013-01-16 12:00 |  | 135
2013-01-16 13:00 |  | 198.5
2013-01-16 14:00 |  | 177
2013-01-16 15:00 |  | 268
2013-01-16 16:00 |  | 194.5
2013-01-16 17:00 |  | 94.5
2013-01-16 18:00 |  | 62
2013-01-16 19:00 |  | 49
2013-01-16 20:00 |  | 46
2013-01-16 21:00 |  | 62.5
2013-01-16 22:00 |  | 42
2013-01-16 23:00 |  | 42
2013-01-17 |  | 48.5
2013-01-17 01:00 |  | 46
2013-01-17 02:00 |  | 54
2013-01-17 03:00 |  | 56.5
2013-01-17 04:00 |  | 57
2013-01-17 05:00 |  | 62.5
2013-01-17 06:00 |  | 136.5
2013-01-17 07:00 |  | 80
2013-01-17 08:00 |  | 83.5
2013-01-17 09:00 |  | 76
2013-01-17 10:00 |  | 110
2013-01-17 11:00 |  | 96.5
2013-01-17 12:00 |  | 139.5
2013-01-17 13:00 |  | 233
2013-01-17 14:00 |  | 194.5
2013-01-17 15:00 |  | 212
2013-01-17 16:00 |  | 119
2013-01-17 17:00 |  | 102
2013-01-17 18:00 |  | 53
2013-01-17 19:00 |  | 48
2013-01-17 20:00 |  | 53
2013-01-17 21:00 |  | 53.5
2013-01-17 22:00 |  | 52.5
2013-01-17 23:00 |  | 51
2013-01-18 |  | 41.5
2013-01-18 01:00 |  | 45
2013-01-18 02:00 |  | 49
2013-01-18 03:00 |  | 50.5
2013-01-18 04:00 |  | 52
2013-01-18 05:00 |  | 75
2013-01-18 06:00 |  | 123.5
2013-01-18 07:00 |  | 87
2013-01-18 08:00 |  | 81
2013-01-18 09:00 |  | 87
2013-01-18 10:00 |  | 131.5
2013-01-18 11:00 |  | 142.5
2013-01-18 12:00 |  | 118.5
2013-01-18 13:00 |  | 122
2013-01-18 14:00 |  | 156
2013-01-18 15:00 |  | 203.5
2013-01-18 16:00 |  | 143
2013-01-18 17:00 |  | 68.5
2013-01-18 18:00 |  | 78
2013-01-18 19:00 |  | 50
2013-01-18 20:00 |  | 56
2013-01-18 21:00 |  | 75
2013-01-18 22:00 |  | 71
2013-01-18 23:00 |  | 71.5
2013-01-19 |  | 61
2013-01-19 01:00 |  | 78
2013-01-19 02:00 |  | 69
2013-01-19 03:00 |  | 71
2013-01-19 04:00 |  | 72
2013-01-19 05:00 |  | 63
2013-01-19 06:00 |  | 73.5
2013-01-19 07:00 |  | 115.5
2013-01-19 08:00 |  | 126
2013-01-19 09:00 |  | 123.5
2013-01-19 10:00 |  | 121.5
2013-01-19 11:00 |  | 97.5
2013-01-19 12:00 |  | 113
2013-01-19 13:00 |  | 127
2013-01-19 14:00 |  | 98.5
2013-01-19 15:00 |  | 71
2013-01-19 16:00 |  | 54.5
2013-01-19 17:00 |  | 50
2013-01-19 18:00 |  | 46.5
2013-01-19 19:00 |  | 44
2013-01-19 20:00 |  | 52
2013-01-19 21:00 |  | 49
2013-01-19 22:00 |  | 49.5
2013-01-19 23:00 |  | 57.5
2013-01-20 |  | 67
2013-01-20 01:00 |  | 48.5
2013-01-20 02:00 |  | 43.5
2013-01-20 03:00 |  | 63.5
2013-01-20 04:00 |  | 50.5
2013-01-20 05:00 |  | 54
2013-01-20 06:00 |  | 35.5
2013-01-20 07:00 |  | 44.5
2013-01-20 08:00 |  | 42.5
2013-01-20 09:00 |  | 40.5
2013-01-20 10:00 |  | 46.5
2013-01-20 11:00 |  | 50
2013-01-20 12:00 |  | 48
2013-01-20 13:00 |  | 56.5
2013-01-20 14:00 |  | 64
2013-01-20 15:00 |  | 69.5
2013-01-20 16:00 |  | 49.5
2013-01-20 17:00 |  | 42.5
2013-01-20 18:00 |  | 43
2013-01-20 19:00 |  | 40
2013-01-20 20:00 |  | 35
2013-01-20 21:00 |  | 36.5
2013-01-20 22:00 |  | 36.5
2013-01-20 23:00 |  | 22.5
2013-01-21 |  | 31.5
2013-01-21 01:00 |  | 27.5
2013-01-21 02:00 |  | 23
2013-01-21 03:00 |  | 21
2013-01-21 04:00 |  | 17
2013-01-21 05:00 |  | 17.5
2013-01-21 06:00 |  | 25.5
2013-01-21 07:00 |  | 40
2013-01-21 08:00 |  | 50
2013-01-21 09:00 |  | 68.5
2013-01-21 10:00 |  | 87
2013-01-21 11:00 |  | 80.5
2013-01-21 12:00 |  | 80
2013-01-21 13:00 |  | 111
2013-01-21 14:00 |  | 100
2013-01-21 15:00 |  | 180.5
2013-01-21 16:00 |  | 176
2013-01-21 17:00 |  | 89.5
2013-01-21 18:00 |  | 108.5
2013-01-21 19:00 |  | 96.5
2013-01-21 20:00 |  | 116
2013-01-21 21:00 |  | 48.5
2013-01-21 22:00 |  | 42.5
2013-01-21 23:00 |  | 42
2013-01-22 |  | 54.5
2013-01-22 01:00 |  | 43.5
2013-01-22 02:00 |  | 40
2013-01-22 03:00 |  | 50
2013-01-22 04:00 |  | 57.5
2013-01-22 05:00 |  | 68.5
2013-01-22 06:00 |  | 77.5
2013-01-22 07:00 |  | 112
2013-01-22 08:00 |  | 87.5
2013-01-22 09:00 |  | 140
2013-01-22 10:00 |  | 128.5
2013-01-22 11:00 |  | 156
2013-01-22 12:00 |  | 235
2013-01-22 13:00 |  | 378
2013-01-22 14:00 |  | 205
2013-01-22 15:00 |  | 208.5
2013-01-22 16:00 |  | 141
2013-01-22 17:00 |  | 128
2013-01-22 18:00 |  | 67.5
2013-01-22 19:00 |  | 59
2013-01-22 20:00 |  | 56.5
2013-01-22 21:00 |  | 51.5
2013-01-22 22:00 |  | 40
2013-01-22 23:00 |  | 41
2013-01-23 |  | 34.5
2013-01-23 01:00 |  | 15
2013-01-23 02:00 |  | 22
2013-01-23 03:00 |  | 29
2013-01-23 04:00 |  | 30.5
2013-01-23 05:00 |  | 54
2013-01-23 06:00 |  | 119
2013-01-23 07:00 |  | 101.5
2013-01-23 08:00 |  | 133.5
2013-01-23 09:00 |  | 121
2013-01-23 10:00 |  | 115.5
2013-01-23 11:00 |  | 117.5
2013-01-23 12:00 |  | 138
2013-01-23 13:00 |  | 192.5
2013-01-23 14:00 |  | 211
2013-01-23 15:00 |  | 189
2013-01-23 16:00 |  | 140.5
2013-01-23 17:00 |  | 79
2013-01-23 18:00 |  | 69.5
2013-01-23 19:00 |  | 67
2013-01-23 20:00 |  | 57
2013-01-23 21:00 |  | 58.5
2013-01-23 22:00 |  | 47
2013-01-23 23:00 |  | 47.5
2013-01-24 |  | 44
2013-01-24 01:00 |  | 45.5
2013-01-24 02:00 |  | 41
2013-01-24 03:00 |  | 39.5
2013-01-24 04:00 |  | 38.5
2013-01-24 05:00 |  | 16
2013-01-24 06:00 |  | 23.5
2013-01-24 07:00 |  | 54
2013-01-24 08:00 |  | 61.5
2013-01-24 09:00 |  | 88
2013-01-24 10:00 |  | 134
2013-01-24 11:00 |  | 111
2013-01-24 12:00 |  | 137.5
2013-01-24 13:00 |  | 181
2013-01-24 14:00 |  | 231
2013-01-24 15:00 |  | 166.5
2013-01-24 16:00 |  | 118.5
2013-01-24 17:00 |  | 72
2013-01-24 18:00 |  | 52.5
2013-01-24 19:00 |  | 58
2013-01-24 20:00 |  | 48.5
2013-01-24 21:00 |  | 45.5
2013-01-24 22:00 |  | 44
2013-01-24 23:00 |  | 43.5
2013-01-25 |  | 35
2013-01-25 01:00 |  | 33
2013-01-25 02:00 |  | 32.5
2013-01-25 03:00 |  | 31
2013-01-25 04:00 |  | 40
2013-01-25 05:00 |  | 61
2013-01-25 06:00 |  | 112.5
2013-01-25 07:00 |  | 77.5
2013-01-25 08:00 |  | 92
2013-01-25 09:00 |  | 102.5
2013-01-25 10:00 |  | 105
2013-01-25 11:00 |  | 125
2013-01-25 12:00 |  | 127.5
2013-01-25 13:00 |  | 217.5
2013-01-25 14:00 |  | 255
2013-01-25 15:00 |  | 323
2013-01-25 16:00 |  | 192
2013-01-25 17:00 |  | 76.5
2013-01-25 18:00 |  | 43
2013-01-25 19:00 |  | 58.5
2013-01-25 20:00 |  | 50.5
2013-01-25 21:00 |  | 49
2013-01-25 22:00 |  | 63.5
2013-01-25 23:00 |  | 88
2013-01-26 |  | 86.5
2013-01-26 01:00 |  | 69.5
2013-01-26 02:00 |  | 58.5
2013-01-26 03:00 |  | 51.5
2013-01-26 04:00 |  | 45.5
2013-01-26 05:00 |  | 51
2013-01-26 06:00 |  | 73.5
2013-01-26 07:00 |  | 83
2013-01-26 08:00 |  | 66.5
2013-01-26 09:00 |  | 106
2013-01-26 10:00 |  | 96.5
2013-01-26 11:00 |  | 44
2013-01-26 12:00 |  | 67.5
2013-01-26 13:00 |  | 57
2013-01-26 14:00 |  | 129.5
2013-01-26 15:00 |  | 101.5
2013-01-26 16:00 |  | 59
2013-01-26 17:00 |  | 61
2013-01-26 18:00 |  | 49.5
2013-01-26 19:00 |  | 54.5
2013-01-26 20:00 |  | 49
2013-01-26 21:00 |  | 47.5
2013-01-26 22:00 |  | 136
2013-01-26 23:00 |  | 83
2013-01-27 |  | 80.5
2013-01-27 01:00 |  | 31.5
2013-01-27 02:00 |  | 59
2013-01-27 03:00 |  | 47
2013-01-27 04:00 |  | 42
2013-01-27 05:00 |  | 66
2013-01-27 06:00 |  | 67.5
2013-01-27 07:00 |  | 81.5
2013-01-27 08:00 |  | 79.5
2013-01-27 09:00 |  | 75.5
2013-01-27 10:00 |  | 65
2013-01-27 11:00 |  | 81
2013-01-27 12:00 |  | 125
2013-01-27 13:00 |  | 147.5
2013-01-27 14:00 |  | 22
2013-01-27 15:00 |  | 26.5
2013-01-27 16:00 |  | 22.5
2013-01-27 17:00 |  | 37
2013-01-27 18:00 |  | 42.5
2013-01-27 19:00 |  | 54.5
2013-01-27 20:00 |  | 67
2013-01-27 21:00 |  | 91.5
2013-01-27 22:00 |  | 88
2013-01-27 23:00 |  | 66.5
2013-01-28 |  | 43.5
2013-01-28 01:00 |  | 24
2013-01-28 02:00 |  | 22
2013-01-28 03:00 |  | 20
2013-01-28 04:00 |  | 26
2013-01-28 05:00 |  | 27.5
2013-01-28 06:00 |  | 32
2013-01-28 07:00 |  | 37.5
2013-01-28 08:00 |  | 56.5
2013-01-28 09:00 |  | 69.5
2013-01-28 10:00 |  | 76.5
2013-01-28 11:00 |  | 76
2013-01-28 12:00 |  | 109.5
2013-01-28 13:00 |  | 188
2013-01-28 14:00 |  | 116
2013-01-28 15:00 |  | 172
2013-01-28 16:00 |  | 195.5
2013-01-28 17:00 |  | 141.5
2013-01-28 18:00 |  | 47.5
2013-01-28 19:00 |  | 41.5
2013-01-28 20:00 |  | 42.5
2013-01-28 21:00 |  | 42.5
2013-01-28 22:00 |  | 40
2013-01-28 23:00 |  | 38
2013-01-29 |  | 43
2013-01-29 01:00 |  | 51
2013-01-29 02:00 |  | 42
2013-01-29 03:00 |  | 34.5
2013-01-29 04:00 |  | 45
2013-01-29 05:00 |  | 57
2013-01-29 06:00 |  | 82.5
2013-01-29 07:00 |  | 110.5
2013-01-29 08:00 |  | 82
2013-01-29 09:00 |  | 74
2013-01-29 10:00 |  | 131.5
2013-01-29 11:00 |  | 99.5
2013-01-29 12:00 |  | 68.5
2013-01-29 13:00 |  | 180.5
2013-01-29 14:00 |  | 331.5
2013-01-29 15:00 |  | 218
2013-01-29 16:00 |  | 256.5
2013-01-29 17:00 |  | 81
2013-01-29 18:00 |  | 62
2013-01-29 19:00 |  | 69
2013-01-29 20:00 |  | 57.5
2013-01-29 21:00 |  | 48.5
2013-01-29 22:00 |  | 45.5
2013-01-29 23:00 |  | 42
2013-01-30 |  | 45.5
2013-01-30 01:00 |  | 46
2013-01-30 02:00 |  | 36.5
2013-01-30 03:00 |  | 46
2013-01-30 04:00 |  | 49
2013-01-30 05:00 |  | 43
2013-01-30 06:00 |  | 77.5
2013-01-30 07:00 |  | 70
2013-01-30 08:00 |  | 106
2013-01-30 09:00 |  | 101.5
2013-01-30 10:00 |  | 139
2013-01-30 11:00 |  | 122
2013-01-30 12:00 |  | 99.5
2013-01-30 13:00 |  | 143.5
2013-01-30 14:00 |  | 151
2013-01-30 15:00 |  | 207
2013-01-30 16:00 |  | 189
2013-01-30 17:00 |  | 82.5
2013-01-30 18:00 |  | 60.5
2013-01-30 19:00 |  | 52
2013-01-30 20:00 |  | 52.5
2013-01-30 21:00 |  | 63.5
2013-01-30 22:00 |  | 48
2013-01-30 23:00 |  | 44.5
2013-01-31 |  | 40.5
2013-01-31 01:00 |  | 40.5
2013-01-31 02:00 |  | 38.5
2013-01-31 03:00 |  | 37
2013-01-31 04:00 |  | 46
2013-01-31 05:00 |  | 64.5
2013-01-31 06:00 |  | 106
2013-01-31 07:00 |  | 148
2013-01-31 08:00 |  | 138
2013-01-31 09:00 |  | 142
2013-01-31 10:00 |  | 160
2013-01-31 11:00 |  | 143
2013-01-31 12:00 |  | 142.5
2013-01-31 13:00 |  | 227.5
2013-01-31 14:00 |  | 216
2013-01-31 15:00 |  | 119.5
2013-01-31 16:00 |  | 111.5
2013-01-31 17:00 |  | 74
2013-01-31 18:00 |  | 54.5
2013-01-31 19:00 |  | 49.5
2013-01-31 20:00 |  | 58.5
2013-01-31 21:00 |  | 55.5
2013-01-31 22:00 |  | 50
2013-01-31 23:00 |  | 44
2013-02-01 |  | 29.5
2013-02-01 01:00 |  | 38
2013-02-01 02:00 |  | 36
2013-02-01 03:00 |  | 32.5
2013-02-01 04:00 |  | 32.5
2013-02-01 05:00 |  | 50.5
2013-02-01 06:00 |  | 68
2013-02-01 07:00 |  | 62.5
2013-02-01 08:00 |  | 73.5
2013-02-01 09:00 |  | 87.5
2013-02-01 10:00 |  | 106.5
2013-02-01 11:00 |  | 142
2013-02-01 12:00 |  | 115.5
2013-02-01 13:00 |  | 153.5
2013-02-01 14:00 |  | 260.5
2013-02-01 15:00 |  | 140.5
2013-02-01 16:00 |  | 148
2013-02-01 17:00 |  | 106.5
2013-02-01 18:00 |  | 66
2013-02-01 19:00 |  | 58
2013-02-01 20:00 |  | 56.5
2013-02-01 21:00 |  | 67.5
2013-02-01 22:00 |  | 78.5
2013-02-01 23:00 |  | 73.5
2013-02-02 |  | 81
2013-02-02 01:00 |  | 99
2013-02-02 02:00 |  | 82.5
2013-02-02 03:00 |  | 64
2013-02-02 04:00 |  | 61.5
2013-02-02 05:00 |  | 59.5
2013-02-02 06:00 |  | 70.5
2013-02-02 07:00 |  | 90.5
2013-02-02 08:00 |  | 95
2013-02-02 09:00 |  | 96.5
2013-02-02 10:00 |  | 97
2013-02-02 11:00 |  | 90
2013-02-02 12:00 |  | 64
2013-02-02 13:00 |  | 53
2013-02-02 14:00 |  | 81
2013-02-02 15:00 |  | 88
2013-02-02 16:00 |  | 51.5
2013-02-02 17:00 |  | 59.5
2013-02-02 18:00 |  | 76
2013-02-02 19:00 |  | 56.5
2013-02-02 20:00 |  | 60.5
2013-02-02 21:00 |  | 76
2013-02-02 22:00 |  | 58
2013-02-02 23:00 |  | 77
2013-02-03 |  | 72.5
2013-02-03 01:00 |  | 90.5
2013-02-03 02:00 |  | 63.5
2013-02-03 03:00 |  | 43
2013-02-03 04:00 |  | 39
2013-02-03 05:00 |  | 45
2013-02-03 06:00 |  | 58
2013-02-03 07:00 |  | 70
2013-02-03 08:00 |  | 69
2013-02-03 09:00 |  | 56
2013-02-03 10:00 |  | 42.5
2013-02-03 11:00 |  | 48
2013-02-03 12:00 |  | 49
2013-02-03 13:00 |  | 81
2013-02-03 14:00 |  | 85.5
2013-02-03 15:00 |  | 62.5
2013-02-03 16:00 |  | 86
2013-02-03 17:00 |  | 145.5
2013-02-03 18:00 |  | 73
2013-02-03 19:00 |  | 47
2013-02-03 20:00 |  | 34.5
2013-02-03 21:00 |  | 26
2013-02-03 22:00 |  | 31.5
2013-02-03 23:00 |  | 38.5
2013-02-04 |  | 54.5
2013-02-04 01:00 |  | 57.5
2013-02-04 02:00 |  | 39.5
2013-02-04 03:00 |  | 34
2013-02-04 04:00 |  | 30.5
2013-02-04 05:00 |  | 60.5
2013-02-04 06:00 |  | 59.5
2013-02-04 07:00 |  | 141.5
2013-02-04 08:00 |  | 118
2013-02-04 09:00 |  | 98
2013-02-04 10:00 |  | 95
2013-02-04 11:00 |  | 96.5
2013-02-04 12:00 |  | 123
2013-02-04 13:00 |  | 197
2013-02-04 14:00 |  | 249
2013-02-04 15:00 |  | 238.5
2013-02-04 16:00 |  | 232.5
2013-02-04 17:00 |  | 95
2013-02-04 18:00 |  | 75
2013-02-04 19:00 |  | 62.5
2013-02-04 20:00 |  | 66
2013-02-04 21:00 |  | 67
2013-02-04 22:00 |  | 63.5
2013-02-04 23:00 |  | 60
2013-02-05 |  | 53
2013-02-05 01:00 |  | 52.5
2013-02-05 02:00 |  | 55.5
2013-02-05 03:00 |  | 59
2013-02-05 04:00 |  | 53.5
2013-02-05 05:00 |  | 64.5
2013-02-05 06:00 |  | 120
2013-02-05 07:00 |  | 84.5
2013-02-05 08:00 |  | 99.5
2013-02-05 09:00 |  | 158.5
2013-02-05 10:00 |  | 124
2013-02-05 11:00 |  | 130
2013-02-05 12:00 |  | 132
2013-02-05 13:00 |  | 199
2013-02-05 14:00 |  | 202.5
2013-02-05 15:00 |  | 174
2013-02-05 16:00 |  | 116
2013-02-05 17:00 |  | 75
2013-02-05 18:00 |  | 46.5
2013-02-05 19:00 |  | 52
2013-02-05 20:00 |  | 53
2013-02-05 21:00 |  | 55
2013-02-05 22:00 |  | 59
2013-02-05 23:00 |  | 60.5
2013-02-06 |  | 59.5
2013-02-06 01:00 |  | 60
2013-02-06 02:00 |  | 55.5
2013-02-06 03:00 |  | 43.5
2013-02-06 04:00 |  | 38
2013-02-06 05:00 |  | 49
2013-02-06 06:00 |  | 59.5
2013-02-06 07:00 |  | 58.5
2013-02-06 08:00 |  | 62.5
2013-02-06 09:00 |  | 91
2013-02-06 10:00 |  | 72.5
2013-02-06 11:00 |  | 111
2013-02-06 12:00 |  | 99.5
2013-02-06 13:00 |  | 109
2013-02-06 14:00 |  | 85.5
2013-02-06 15:00 |  | 92
2013-02-06 16:00 |  | 94
2013-02-06 17:00 |  | 109
2013-02-06 18:00 |  | 73
2013-02-06 19:00 |  | 47.5
2013-02-06 20:00 |  | 41.5
2013-02-06 21:00 |  | 38.5
2013-02-06 22:00 |  | 46
2013-02-06 23:00 |  | 46.5
2013-02-07 |  | 51.5
2013-02-07 01:00 |  | 62.5
2013-02-07 02:00 |  | 49.5
2013-02-07 03:00 |  | 46
2013-02-07 04:00 |  | 48
2013-02-07 05:00 |  | 50
2013-02-07 06:00 |  | 81
2013-02-07 07:00 |  | 117
2013-02-07 08:00 |  | 91
2013-02-07 09:00 |  | 100.5
2013-02-07 10:00 |  | 158.5
2013-02-07 11:00 |  | 101.5
2013-02-07 12:00 |  | 98.5
2013-02-07 13:00 |  | 138
2013-02-07 14:00 |  | 129.5
2013-02-07 15:00 |  | 129
2013-02-07 16:00 |  | 157.5
2013-02-07 17:00 |  | 104
2013-02-07 18:00 |  | 65
2013-02-07 19:00 |  | 60
2013-02-07 20:00 |  | 45.5
2013-02-07 21:00 |  | 42.5
2013-02-07 22:00 |  | 40.5
2013-02-07 23:00 |  | 51
2013-02-08 |  | 43
2013-02-08 01:00 |  | 41.5
2013-02-08 02:00 |  | 41
2013-02-08 03:00 |  | 37
2013-02-08 04:00 |  | 43.5
2013-02-08 05:00 |  | 65.5
2013-02-08 06:00 |  | 63
2013-02-08 07:00 |  | 83.5
2013-02-08 08:00 |  | 67.5
2013-02-08 09:00 |  | 87.5
2013-02-08 10:00 |  | 89
2013-02-08 11:00 |  | 107
2013-02-08 12:00 |  | 107.5
2013-02-08 13:00 |  | 193.5
2013-02-08 14:00 |  | 175.5
2013-02-08 15:00 |  | 124
2013-02-08 16:00 |  | 147.5
2013-02-08 17:00 |  | 84.5
2013-02-08 18:00 |  | 58.5
2013-02-08 19:00 |  | 39
2013-02-08 20:00 |  | 36
2013-02-08 21:00 |  | 42.5
2013-02-08 22:00 |  | 41
2013-02-08 23:00 |  | 38
2013-02-09 |  | 34.5
2013-02-09 01:00 |  | 25
2013-02-09 02:00 |  | 18
2013-02-09 03:00 |  | 15
2013-02-09 04:00 |  | 12.5
2013-02-09 05:00 |  | 19.5
2013-02-09 06:00 |  | 23
2013-02-09 07:00 |  | 25
2013-02-09 08:00 |  | 34.5
2013-02-09 09:00 |  | 46.5
2013-02-09 10:00 |  | 45.5
2013-02-09 11:00 |  | 53.5
2013-02-09 12:00 |  | 48.5
2013-02-09 13:00 |  | 36
2013-02-09 14:00 |  | 43.5
2013-02-09 15:00 |  | 94.5
2013-02-09 16:00 |  | 53
2013-02-09 17:00 |  | 27.5
2013-02-09 18:00 |  | 22.5
2013-02-09 19:00 |  | 40
2013-02-09 20:00 |  | 32.5
2013-02-09 21:00 |  | 23.5
2013-02-09 22:00 |  | 23.5
2013-02-09 23:00 |  | 28.5
2013-02-10 |  | 22
2013-02-10 01:00 |  | 22
2013-02-10 02:00 |  | 14.5
2013-02-10 03:00 |  | 17.5
2013-02-10 04:00 |  | 16.5
2013-02-10 05:00 |  | 25
2013-02-10 06:00 |  | 32
2013-02-10 07:00 |  | 34
2013-02-10 08:00 |  | 25
2013-02-10 09:00 |  | 23.5
2013-02-10 10:00 |  | 29.5
2013-02-10 11:00 |  | 21
2013-02-10 12:00 |  | 21.5
2013-02-10 13:00 |  | 75.5
2013-02-10 14:00 |  | 275.5
2013-02-10 15:00 |  | 292.5
2013-02-10 16:00 |  | 186
2013-02-10 17:00 |  | 80
2013-02-10 18:00 |  | 40.5
2013-02-10 19:00 |  | 26.5
2013-02-10 20:00 |  | 21
2013-02-10 21:00 |  | 24
2013-02-10 22:00 |  | 27.5
2013-02-10 23:00 |  | 22
2013-02-11 |  | 10.5
2013-02-11 01:00 |  | 9
2013-02-11 02:00 |  | 15
2013-02-11 03:00 |  | 25
2013-02-11 04:00 |  | 20.5
2013-02-11 05:00 |  | 22.5
2013-02-11 06:00 |  | 43.5
2013-02-11 07:00 |  | 52
2013-02-11 08:00 |  | 40
2013-02-11 09:00 |  | 48.5
2013-02-11 10:00 |  | 134.5
2013-02-11 11:00 |  | 109.5
2013-02-11 12:00 |  | 91
2013-02-11 13:00 |  | 157.5
2013-02-11 14:00 |  | 133
2013-02-11 15:00 |  | 165
2013-02-11 16:00 |  | 287
2013-02-11 17:00 |  | 117
2013-02-11 18:00 |  | 60.5
2013-02-11 19:00 |  | 51.5
2013-02-11 20:00 |  | 11.5
2013-02-11 21:00 |  | 42
2013-02-11 22:00 |  | 44.5
2013-02-11 23:00 |  | 35
2013-02-12 |  | 41
2013-02-12 01:00 |  | 24.5
2013-02-12 02:00 |  | 22
2013-02-12 03:00 |  | 30
2013-02-12 04:00 |  | 29
2013-02-12 05:00 |  | 42.5
2013-02-12 06:00 |  | 71
2013-02-12 07:00 |  | 114.5
2013-02-12 08:00 |  | 64
2013-02-12 09:00 |  | 78.5
2013-02-12 10:00 |  | 95.5
2013-02-12 11:00 |  | 111.5
2013-02-12 12:00 |  | 93.5
2013-02-12 13:00 |  | 92
2013-02-12 14:00 |  | 198
2013-02-12 15:00 |  | 172
2013-02-12 16:00 |  | 189
2013-02-12 17:00 |  | 80.5
2013-02-12 18:00 |  | 65.5
2013-02-12 19:00 |  | 49.5
2013-02-12 20:00 |  | 38.5
2013-02-12 21:00 |  | 27
2013-02-12 22:00 |  | 25.5
2013-02-12 23:00 |  | 17
2013-02-13 |  | 20.5
2013-02-13 01:00 |  | 22.5
2013-02-13 02:00 |  | 28
2013-02-13 03:00 |  | 35
2013-02-13 04:00 |  | 36
2013-02-13 05:00 |  | 42.5
2013-02-13 06:00 |  | 62.5
2013-02-13 07:00 |  | 85
2013-02-13 08:00 |  | 79
2013-02-13 09:00 |  | 75.5
2013-02-13 10:00 |  | 101.5
2013-02-13 11:00 |  | 123
2013-02-13 12:00 |  | 148
2013-02-13 13:00 |  | 209
2013-02-13 14:00 |  | 98
2013-02-13 15:00 |  | 112
2013-02-13 16:00 |  | 91.5
2013-02-13 17:00 |  | 106
2013-02-13 18:00 |  | 66.5
2013-02-13 19:00 |  | 71
2013-02-13 20:00 |  | 68.5
2013-02-13 21:00 |  | 65
2013-02-13 22:00 |  | 83
2013-02-13 23:00 |  | 120.5
2013-02-14 |  | 107.5
2013-02-14 01:00 |  | 68.5
2013-02-14 02:00 |  | 74.5
2013-02-14 03:00 |  | 62.5
2013-02-14 04:00 |  | 56.5
2013-02-14 05:00 |  | 57.5
2013-02-14 06:00 |  | 156
2013-02-14 07:00 |  | 97
2013-02-14 08:00 |  | 91.5
2013-02-14 09:00 |  | 119.5
2013-02-14 10:00 |  | 83.5
2013-02-14 11:00 |  | 104
2013-02-14 12:00 |  | 128.5
2013-02-14 13:00 |  | 300
2013-02-14 14:00 |  | 294.5
2013-02-14 15:00 |  | 142
2013-02-14 16:00 |  | 215.5
2013-02-14 17:00 |  | 94
2013-02-14 18:00 |  | 78
2013-02-14 19:00 |  | 73
2013-02-14 20:00 |  | 90.5
2013-02-14 21:00 |  | 65
2013-02-14 22:00 |  | 68.5
2013-02-14 23:00 |  | 57.5
2013-02-15 |  | 65.5
2013-02-15 01:00 |  | 39
2013-02-15 02:00 |  | 42.5
2013-02-15 03:00 |  | 51
2013-02-15 04:00 |  | 29.5
2013-02-15 05:00 |  | 55
2013-02-15 06:00 |  | 59
2013-02-15 07:00 |  | 171.5
2013-02-15 08:00 |  | 80
2013-02-15 09:00 |  | 81
2013-02-15 10:00 |  | 85
2013-02-15 11:00 |  | 93
2013-02-15 12:00 |  | 132.5
2013-02-15 13:00 |  | 142.5
2013-02-15 14:00 |  | 229
2013-02-15 15:00 |  | 471.5
2013-02-15 16:00 |  | 356.5
2013-02-15 17:00 |  | 222
2013-02-15 18:00 |  | 22
2013-02-15 19:00 |  | 36.5
2013-02-15 20:00 |  | 68
2013-02-15 21:00 |  | 42.5
2013-02-15 22:00 |  | 37.5
2013-02-15 23:00 |  | 15
2013-02-16 |  | 41.5
2013-02-16 01:00 |  | 78.5
2013-02-16 02:00 |  | 36.5
2013-02-16 03:00 |  | 28
2013-02-16 04:00 |  | 43.5
2013-02-16 05:00 |  | 31
2013-02-16 06:00 |  | 51.5
2013-02-16 07:00 |  | 106.5
2013-02-16 08:00 |  | 54
2013-02-16 09:00 |  | 95
2013-02-16 10:00 |  | 53.5
2013-02-16 11:00 |  | 2.e | 2.e
2013-02-16 12:00 |  | 2.e | 2.e
2013-02-16 13:00 |  | 334.5
2013-02-16 14:00 |  | 181.5
2013-02-16 15:00 |  | 142
2013-02-16 16:00 |  | 59
2013-02-16 17:00 |  | 31.5
2013-02-16 18:00 |  | 24
2013-02-16 19:00 |  | 32.5
2013-02-16 20:00 |  | 16.5
2013-02-16 21:00 |  | 18
2013-02-16 22:00 |  | 18
2013-02-16 23:00 |  | 24.5
2013-02-17 |  | 14
2013-02-17 01:00 |  | 18.5
2013-02-17 02:00 |  | 13.5
2013-02-17 03:00 |  | 16
2013-02-17 04:00 |  | 21.5
2013-02-17 05:00 |  | 25
2013-02-17 06:00 |  | 26.5
2013-02-17 07:00 |  | 32
2013-02-17 08:00 |  | 30
2013-02-17 09:00 |  | 28.5
2013-02-17 10:00 |  | 29
2013-02-17 11:00 |  | 41
2013-02-17 12:00 |  | 104
2013-02-17 13:00 |  | 125
2013-02-17 14:00 |  | 215
2013-02-17 15:00 |  | 65
2013-02-17 16:00 |  | 47
2013-02-17 17:00 |  | 29.5
2013-02-17 18:00 |  | 24
2013-02-17 19:00 |  | 26
2013-02-17 20:00 |  | 33.5
2013-02-17 21:00 |  | 26.5
2013-02-17 22:00 |  | 27.5
2013-02-17 23:00 |  | 38
2013-02-18 |  | 38
2013-02-18 01:00 |  | 39
2013-02-18 02:00 |  | 33.5
2013-02-18 03:00 |  | 32.5
2013-02-18 04:00 |  | 27.5
2013-02-18 05:00 |  | 34
2013-02-18 06:00 |  | 37
2013-02-18 07:00 |  | 39
2013-02-18 08:00 |  | 40.5
2013-02-18 09:00 |  | 106
2013-02-18 10:00 |  | 130.5
2013-02-18 11:00 |  | 104
2013-02-18 12:00 |  | 82.5
2013-02-18 13:00 |  | 123
2013-02-18 14:00 |  | 292
2013-02-18 15:00 |  | 241
2013-02-18 16:00 |  | 260.5
2013-02-18 17:00 |  | 119.5
2013-02-18 18:00 |  | 70
2013-02-18 19:00 |  | 33.5
2013-02-18 20:00 |  | 31.5
2013-02-18 21:00 |  | 23.5
2013-02-18 22:00 |  | 23
2013-02-18 23:00 |  | 24
2013-02-19 |  | 54
2013-02-19 01:00 |  | 41.5
2013-02-19 02:00 |  | 41
2013-02-19 03:00 |  | 27
2013-02-19 04:00 |  | 32
2013-02-19 05:00 |  | 34.5
2013-02-19 06:00 |  | 52
2013-02-19 07:00 |  | 103.5
2013-02-19 08:00 |  | 50
2013-02-19 09:00 |  | 67.5
2013-02-19 10:00 |  | 67
2013-02-19 11:00 |  | 87
2013-02-19 12:00 |  | 110.5
2013-02-19 13:00 |  | 134.5
2013-02-19 14:00 |  | 124
2013-02-19 15:00 |  | 110.5
2013-02-19 16:00 |  | 122
2013-02-19 17:00 |  | 128.5
2013-02-19 18:00 |  | 72
2013-02-19 19:00 |  | 52
2013-02-19 20:00 |  | 50.5
2013-02-19 21:00 |  | 55
2013-02-19 22:00 |  | 53
2013-02-19 23:00 |  | 46
2013-02-20 |  | 37
2013-02-20 01:00 |  | 38.5
2013-02-20 02:00 |  | 33.5
2013-02-20 03:00 |  | 37
2013-02-20 04:00 |  | 28.5
2013-02-20 05:00 |  | 48.5
2013-02-20 06:00 |  | 65
2013-02-20 07:00 |  | 64.5
2013-02-20 08:00 |  | 53.5
2013-02-20 09:00 |  | 70
2013-02-20 10:00 |  | 88
2013-02-20 11:00 |  | 98
2013-02-20 12:00 |  | 92.5
2013-02-20 13:00 |  | 89.5
2013-02-20 14:00 |  | 129
2013-02-20 15:00 |  | 106.5
2013-02-20 16:00 |  | 103.5
2013-02-20 17:00 |  | 59.5
2013-02-20 18:00 |  | 94
2013-02-20 19:00 |  | 91.5
2013-02-20 20:00 |  | 60
2013-02-20 21:00 |  | 64
2013-02-20 22:00 |  | 75.5
2013-02-20 23:00 |  | 65
2013-02-21 |  | 71.5
2013-02-21 01:00 |  | 71
2013-02-21 02:00 |  | 38.5
2013-02-21 03:00 |  | 36
2013-02-21 04:00 |  | 38
2013-02-21 05:00 |  | 51
2013-02-21 06:00 |  | 82.5
2013-02-21 07:00 |  | 136
2013-02-21 08:00 |  | 70
2013-02-21 09:00 |  | 80.5
2013-02-21 10:00 |  | 71.5
2013-02-21 11:00 |  | 103
2013-02-21 12:00 |  | 66
2013-02-21 13:00 |  | 67.5
2013-02-21 14:00 |  | 92
2013-02-21 15:00 |  | 93.5
2013-02-21 16:00 |  | 125
2013-02-21 17:00 |  | 91
2013-02-21 18:00 |  | 88
2013-02-21 19:00 |  | 72
2013-02-21 20:00 |  | 123
2013-02-21 21:00 |  | 97
2013-02-21 22:00 |  | 81
2013-02-21 23:00 |  | 67.5
2013-02-22 |  | 49.5
2013-02-22 01:00 |  | 46
2013-02-22 02:00 |  | 40.5
2013-02-22 03:00 |  | 39.5
2013-02-22 04:00 |  | 40.5
2013-02-22 05:00 |  | 44
2013-02-22 06:00 |  | 97
2013-02-22 07:00 |  | 141.5
2013-02-22 08:00 |  | 97.5
2013-02-22 09:00 |  | 83
2013-02-22 10:00 |  | 108.5
2013-02-22 11:00 |  | 120
2013-02-22 12:00 |  | 105
2013-02-22 13:00 |  | 113
2013-02-22 14:00 |  | 202.5
2013-02-22 15:00 |  | 245
2013-02-22 16:00 |  | 183.5
2013-02-22 17:00 |  | 103
2013-02-22 18:00 |  | 61.5
2013-02-22 19:00 |  | 115
2013-02-22 20:00 |  | 54.5
2013-02-22 21:00 |  | 38.5
2013-02-22 22:00 |  | 50
2013-02-22 23:00 |  | 57.5
2013-02-23 |  | 58
2013-02-23 01:00 |  | 42.5
2013-02-23 02:00 |  | 53
2013-02-23 03:00 |  | 71.5
2013-02-23 04:00 |  | 59
2013-02-23 05:00 |  | 51.5
2013-02-23 06:00 |  | 71.5
2013-02-23 07:00 |  | 89.5
2013-02-23 08:00 |  | 76.5
2013-02-23 09:00 |  | 91
2013-02-23 10:00 |  | 86
2013-02-23 11:00 |  | 79.5
2013-02-23 12:00 |  | 52
2013-02-23 13:00 |  | 54.5
2013-02-23 14:00 |  | 51.5
2013-02-23 15:00 |  | 71
2013-02-23 16:00 |  | 51
2013-02-23 17:00 |  | 60.5
2013-02-23 18:00 |  | 57
2013-02-23 19:00 |  | 40
2013-02-23 20:00 |  | 41.5
2013-02-23 21:00 |  | 44.5
2013-02-23 22:00 |  | 75
2013-02-23 23:00 |  | 58.5
2013-02-24 |  | 47.5
2013-02-24 01:00 |  | 31
2013-02-24 02:00 |  | 30.5
2013-02-24 03:00 |  | 42
2013-02-24 04:00 |  | 37.5
2013-02-24 05:00 |  | 34
2013-02-24 06:00 |  | 45
2013-02-24 07:00 |  | 48
2013-02-24 08:00 |  | 46.5
2013-02-24 09:00 |  | 111
2013-02-24 10:00 |  | 51
2013-02-24 11:00 |  | 2.h | 2.h
2013-02-24 12:00 |  | 30.5
2013-02-24 13:00 |  | 36.5
2013-02-24 14:00 |  | 42
2013-02-24 15:00 |  | 38
2013-02-24 16:00 |  | 37
2013-02-24 17:00 |  | 36
2013-02-24 18:00 |  | 38
2013-02-24 19:00 |  | 39
2013-02-24 20:00 |  | 83
2013-02-24 21:00 |  | 95
2013-02-24 22:00 |  | 53.5
2013-02-24 23:00 |  | 47.5
2013-02-25 |  | 40
2013-02-25 01:00 |  | 36.5
2013-02-25 02:00 |  | 28
2013-02-25 03:00 |  | 26.5
2013-02-25 04:00 |  | 33.5
2013-02-25 05:00 |  | 37
2013-02-25 06:00 |  | 80.5
2013-02-25 07:00 |  | 96
2013-02-25 08:00 |  | 152
2013-02-25 09:00 |  | 67.5
2013-02-25 10:00 |  | 86
2013-02-25 11:00 |  | 123
2013-02-25 12:00 |  | 118
2013-02-25 13:00 |  | 163
2013-02-25 14:00 |  | 239
2013-02-25 15:00 |  | 202
2013-02-25 16:00 |  | 122.5
2013-02-25 17:00 |  | 84
2013-02-25 18:00 |  | 78
2013-02-25 19:00 |  | 76.5
2013-02-25 20:00 |  | 77.5
2013-02-25 21:00 |  | 79
2013-02-25 22:00 |  | 76
2013-02-25 23:00 |  | 90
2013-02-26 |  | 49.5
2013-02-26 01:00 |  | 39.5
2013-02-26 02:00 |  | 37
2013-02-26 03:00 |  | 34.5
2013-02-26 04:00 |  | 42
2013-02-26 05:00 |  | 53.5
2013-02-26 06:00 |  | 94
2013-02-26 07:00 |  | 114.5
2013-02-26 08:00 |  | 75.5
2013-02-26 09:00 |  | 89
2013-02-26 10:00 |  | 105
2013-02-26 11:00 |  | 99
2013-02-26 12:00 |  | 167.5
2013-02-26 13:00 |  | 188.5
2013-02-26 14:00 |  | 204
2013-02-26 15:00 |  | 149
2013-02-26 16:00 |  | 160
2013-02-26 17:00 |  | 70
2013-02-26 18:00 |  | 54
2013-02-26 19:00 |  | 50
2013-02-26 20:00 |  | 56
2013-02-26 21:00 |  | 60.5
2013-02-26 22:00 |  | 67
2013-02-26 23:00 |  | 79
2013-02-27 |  | 67
2013-02-27 01:00 |  | 53
2013-02-27 02:00 |  | 49.5
2013-02-27 03:00 |  | 54
2013-02-27 04:00 |  | 37
2013-02-27 05:00 |  | 56.5
2013-02-27 06:00 |  | 78
2013-02-27 07:00 |  | 164
2013-02-27 08:00 |  | 107.5
2013-02-27 09:00 |  | 86.5
2013-02-27 10:00 |  | 87
2013-02-27 11:00 |  | 91.5
2013-02-27 12:00 |  | 109
2013-02-27 13:00 |  | 219.5
2013-02-27 14:00 |  | 205.5
2013-02-27 15:00 |  | 220
2013-02-27 16:00 |  | 119.5
2013-02-27 17:00 |  | 77
2013-02-27 18:00 |  | 58
2013-02-27 19:00 |  | 85.5
2013-02-27 20:00 |  | 86
2013-02-27 21:00 |  | 72
2013-02-27 22:00 |  | 59
2013-02-27 23:00 |  | 42.5
2013-02-28 |  | 47.5
2013-02-28 01:00 |  | 48.5
2013-02-28 02:00 |  | 45.5
2013-02-28 03:00 |  | 53
2013-02-28 04:00 |  | 49
2013-02-28 05:00 |  | 51.5
2013-02-28 06:00 |  | 75.5
2013-02-28 07:00 |  | 101.5
2013-02-28 08:00 |  | 95
2013-02-28 09:00 |  | 97
2013-02-28 10:00 |  | 136.5
2013-02-28 11:00 |  | 123.5
2013-02-28 12:00 |  | 78.5
2013-02-28 13:00 |  | 158
2013-02-28 14:00 |  | 113
2013-02-28 15:00 |  | 152.5
2013-02-28 16:00 |  | 125.5
2013-02-28 17:00 |  | 114.5
2013-02-28 18:00 |  | 105
2013-02-28 19:00 |  | 27.5
2013-02-28 20:00 |  | 54
2013-02-28 21:00 |  | 29
2013-02-28 22:00 |  | 31
2013-02-28 23:00 |  | 27.5
2013-03-01 |  | 46
2013-03-01 01:00 |  | 37.5
2013-03-01 02:00 |  | 34
2013-03-01 03:00 |  | 28.5
2013-03-01 04:00 |  | 40
2013-03-01 05:00 |  | 47.5
2013-03-01 06:00 |  | 54
2013-03-01 07:00 |  | 71.5
2013-03-01 08:00 |  | 115.5
2013-03-01 09:00 |  | 101.5
2013-03-01 10:00 |  | 95
2013-03-01 11:00 |  | 56
2013-03-01 12:00 |  | 134.5
2013-03-01 13:00 |  | 314
2013-03-01 14:00 |  | 157.5
2013-03-01 15:00 |  | 100
2013-03-01 16:00 |  | 66
2013-03-01 17:00 |  | 67
2013-03-01 18:00 |  | 41.5
2013-03-01 19:00 |  | 103.5
2013-03-01 20:00 |  | 157
2013-03-01 21:00 |  | 58
2013-03-01 22:00 |  | 60.5
2013-03-01 23:00 |  | 80.5
2013-03-02 |  | 48.5
2013-03-02 01:00 |  | 23.5
2013-03-02 02:00 |  | 34.5
2013-03-02 03:00 |  | 45
2013-03-02 04:00 |  | 46
2013-03-02 05:00 |  | 53
2013-03-02 06:00 |  | 53.5
2013-03-02 07:00 |  | 64.5
2013-03-02 08:00 |  | 44.5
2013-03-02 09:00 |  | 54.5
2013-03-02 10:00 |  | 54.5
2013-03-02 11:00 |  | 66.5
2013-03-02 12:00 |  | 99
2013-03-02 13:00 |  | 47
2013-03-02 14:00 |  | 47.5
2013-03-02 15:00 |  | 43.5
2013-03-02 16:00 |  | 43
2013-03-02 17:00 |  | 75
2013-03-02 18:00 |  | 62
2013-03-02 19:00 |  | 46
2013-03-02 20:00 |  | 93
2013-03-02 21:00 |  | 48.5
2013-03-02 22:00 |  | 82
2013-03-02 23:00 |  | 90.5
2013-03-03 |  | 59
2013-03-03 01:00 |  | 44.5
2013-03-03 02:00 |  | 52
2013-03-03 03:00 |  | 52
2013-03-03 04:00 |  | 37
2013-03-03 05:00 |  | 42.5
2013-03-03 06:00 |  | 47.5
2013-03-03 07:00 |  | 49.5
2013-03-03 08:00 |  | 46
2013-03-03 09:00 |  | 44
2013-03-03 10:00 |  | 44.5
2013-03-03 11:00 |  | 42.5
2013-03-03 12:00 |  | 39
2013-03-03 13:00 |  | 38
2013-03-03 14:00 |  | 40
2013-03-03 15:00 |  | 225.5
2013-03-03 16:00 |  | 55.5
2013-03-03 17:00 |  | 80
2013-03-03 18:00 |  | 45.5
2013-03-03 19:00 |  | 39
2013-03-03 20:00 |  | 47.5
2013-03-03 21:00 |  | 41.5
2013-03-03 22:00 |  | 51.5
2013-03-03 23:00 |  | 47.5
2013-03-04 |  | 50.5
2013-03-04 01:00 |  | 31.5
2013-03-04 02:00 |  | 29
2013-03-04 03:00 |  | 23
2013-03-04 04:00 |  | 28
2013-03-04 05:00 |  | 45
2013-03-04 06:00 |  | 53.5
2013-03-04 07:00 |  | 92
2013-03-04 08:00 |  | 96.5
2013-03-04 09:00 |  | 75.5
2013-03-04 10:00 |  | 83.5
2013-03-04 11:00 |  | 91.5
2013-03-04 12:00 |  | 97.5
2013-03-04 13:00 |  | 117
2013-03-04 14:00 |  | 136
2013-03-04 15:00 |  | 109
2013-03-04 16:00 |  | 125.5
2013-03-04 17:00 |  | 91.5
2013-03-04 18:00 |  | 65.5
2013-03-04 19:00 |  | 60
2013-03-04 20:00 |  | 60
2013-03-04 21:00 |  | 84
2013-03-04 22:00 |  | 83
2013-03-04 23:00 |  | 62
2013-03-05 |  | 39
2013-03-05 01:00 |  | 32.5
2013-03-05 02:00 |  | 31
2013-03-05 03:00 |  | 33.5
2013-03-05 04:00 |  | 44
2013-03-05 05:00 |  | 60
2013-03-05 06:00 |  | 119
2013-03-05 07:00 |  | 169.5
2013-03-05 08:00 |  | 171.5
2013-03-05 09:00 |  | 101
2013-03-05 10:00 |  | 98
2013-03-05 11:00 |  | 142
2013-03-05 12:00 |  | 133
2013-03-05 13:00 |  | 175.5
2013-03-05 14:00 |  | 256
2013-03-05 15:00 |  | 364.5
2013-03-05 16:00 |  | 197
2013-03-05 17:00 |  | 78.5
2013-03-05 18:00 |  | 49.5
2013-03-05 19:00 |  | 34
2013-03-05 20:00 |  | 33.5
2013-03-05 21:00 |  | 30.5
2013-03-05 22:00 |  | 22
2013-03-05 23:00 |  | 17
2013-03-06 |  | 19.5
2013-03-06 01:00 |  | 25
2013-03-06 02:00 |  | 18
2013-03-06 03:00 |  | 16.5
2013-03-06 04:00 |  | 19.5
2013-03-06 05:00 |  | 45
2013-03-06 06:00 |  | 46.5
2013-03-06 07:00 |  | 90
2013-03-06 08:00 |  | 83.5
2013-03-06 09:00 |  | 73.5
2013-03-06 10:00 |  | 101.5
2013-03-06 11:00 |  | 93
2013-03-06 12:00 |  | 99.5
2013-03-06 13:00 |  | 97
2013-03-06 14:00 |  | 106
2013-03-06 15:00 |  | 121.5
2013-03-06 16:00 |  | 139.5
2013-03-06 17:00 |  | 74
2013-03-06 18:00 |  | 61
2013-03-06 19:00 |  | 58.5
2013-03-06 20:00 |  | 74
2013-03-06 21:00 |  | 73.5
2013-03-06 22:00 |  | 73
2013-03-06 23:00 |  | 54
2013-03-07 |  | 44.5
2013-03-07 01:00 |  | 40.5
2013-03-07 02:00 |  | 38.5
2013-03-07 03:00 |  | 39
2013-03-07 04:00 |  | 40
2013-03-07 05:00 |  | 51
2013-03-07 06:00 |  | 115
2013-03-07 07:00 |  | 273
2013-03-07 08:00 |  | 207.5
2013-03-07 09:00 |  | 90.5
2013-03-07 10:00 |  | 76.5
2013-03-07 11:00 |  | 80
2013-03-07 12:00 |  | 77
2013-03-07 13:00 |  | 107.5
2013-03-07 14:00 |  | 152.5
2013-03-07 15:00 |  | 113
2013-03-07 16:00 |  | 128
2013-03-07 17:00 |  | 75.5
2013-03-07 18:00 |  | 74.5
2013-03-07 19:00 |  | 79.5
2013-03-07 20:00 |  | 71
2013-03-07 21:00 |  | 110
2013-03-07 22:00 |  | 116
2013-03-07 23:00 |  | 85
2013-03-08 |  | 94.5
2013-03-08 01:00 |  | 78.5
2013-03-08 02:00 |  | 77.5
2013-03-08 03:00 |  | 85
2013-03-08 04:00 |  | 73
2013-03-08 05:00 |  | 79
2013-03-08 06:00 |  | 116.5
2013-03-08 07:00 |  | 121.5
2013-03-08 08:00 |  | 186.5
2013-03-08 09:00 |  | 130.5
2013-03-08 10:00 |  | 161
2013-03-08 11:00 |  | 139.5
2013-03-08 12:00 |  | 199
2013-03-08 13:00 |  | 112
2013-03-08 14:00 |  | 126.5
2013-03-08 15:00 |  | 161.5
2013-03-08 16:00 |  | 147.5
2013-03-08 17:00 |  | 84.5
2013-03-08 18:00 |  | 72
2013-03-08 19:00 |  | 73
2013-03-08 20:00 |  | 75.5
2013-03-08 21:00 |  | 83
2013-03-08 22:00 |  | 129
2013-03-08 23:00 |  | 124
2013-03-09 |  | 136.5
2013-03-09 01:00 |  | 95.5
2013-03-09 02:00 |  | 100.5
2013-03-09 03:00 |  | 71.5
2013-03-09 04:00 |  | 56.5
2013-03-09 05:00 |  | 42.5
2013-03-09 06:00 |  | 51
2013-03-09 07:00 |  | 77.5
2013-03-09 08:00 |  | 63
2013-03-09 09:00 |  | 67
2013-03-09 10:00 |  | 80
2013-03-09 11:00 |  | 101.5
2013-03-09 12:00 |  | 73
2013-03-09 13:00 |  | 79.5
2013-03-09 14:00 |  | 45
2013-03-09 15:00 |  | 71
2013-03-09 16:00 |  | 54
2013-03-09 17:00 |  | 59.5
2013-03-09 18:00 |  | 54.5
2013-03-09 19:00 |  | 80
2013-03-09 20:00 |  | 94.5
2013-03-09 21:00 |  | 144.5
2013-03-09 22:00 |  | 118
2013-03-09 23:00 |  | 67
2013-03-10 |  | 56.5
2013-03-10 01:00 |  | 52.5
2013-03-10 02:00 |  | 48.5
2013-03-10 03:00 |  | 49.5
2013-03-10 04:00 |  | 44
2013-03-10 05:00 |  | 44.5
2013-03-10 06:00 |  | 70
2013-03-10 07:00 |  | 68.5
2013-03-10 08:00 |  | 55
2013-03-10 09:00 |  | 55
2013-03-10 10:00 |  | 67.5
2013-03-10 11:00 |  | 69
2013-03-10 12:00 |  | 28
2013-03-10 13:00 |  | 35
2013-03-10 14:00 |  | 58.5
2013-03-10 15:00 |  | 52.5
2013-03-10 16:00 |  | 31
2013-03-10 17:00 |  | 68
2013-03-10 18:00 |  | 62.5
2013-03-10 19:00 |  | 53.5
2013-03-10 20:00 |  | 30
2013-03-10 21:00 |  | 22
2013-03-10 22:00 |  | 27.5
2013-03-10 23:00 |  | 25
2013-03-11 |  | 32
2013-03-11 01:00 |  | 27.5
2013-03-11 02:00 |  | 25.5
2013-03-11 03:00 |  | 33.5
2013-03-11 04:00 |  | 42
2013-03-11 05:00 |  | 37.5
2013-03-11 06:00 |  | 80.5
2013-03-11 07:00 |  | 161.5
2013-03-11 08:00 |  | 55.5
2013-03-11 09:00 |  | 85.5
2013-03-11 10:00 |  | 88.5
2013-03-11 11:00 |  | 65
2013-03-11 12:00 |  | 68.5
2013-03-11 13:00 |  | 103.5
2013-03-11 14:00 |  | 148
2013-03-11 15:00 |  | 136.5
2013-03-11 16:00 |  | 76
2013-03-11 17:00 |  | 98
2013-03-11 18:00 |  | 81.5
2013-03-11 19:00 |  | 38.5
2013-03-11 20:00 |  | 41.5
2013-03-11 21:00 |  | 40.5
2013-03-11 22:00 |  | 26.5
2013-03-11 23:00 |  | 37
2013-03-12 |  | 47
2013-03-12 01:00 |  | 41
2013-03-12 02:00 |  | 25.5
2013-03-12 03:00 |  | 15.5
2013-03-12 04:00 |  | 24.5
2013-03-12 05:00 |  | 31
2013-03-12 06:00 |  | 77
2013-03-12 07:00 |  | 140.5
2013-03-12 08:00 |  | 62
2013-03-12 09:00 |  | 50.5
2013-03-12 10:00 |  | 58
2013-03-12 11:00 |  | 82
2013-03-12 12:00 |  | 96.5
2013-03-12 13:00 |  | 68.5
2013-03-12 14:00 |  | 138.5
2013-03-12 15:00 |  | 147
2013-03-12 16:00 |  | 140.5
2013-03-12 17:00 |  | 104.5
2013-03-12 18:00 |  | 66.5
2013-03-12 19:00 |  | 54
2013-03-12 20:00 |  | 38
2013-03-12 21:00 |  | 32
2013-03-12 22:00 |  | 27
2013-03-12 23:00 |  | 25.5
2013-03-13 |  | 40.5
2013-03-13 01:00 |  | 32
2013-03-13 02:00 |  | 25.5
2013-03-13 03:00 |  | 27
2013-03-13 04:00 |  | 30
2013-03-13 05:00 |  | 34
2013-03-13 06:00 |  | 61.5
2013-03-13 07:00 |  | 182
2013-03-13 08:00 |  | 65.5
2013-03-13 09:00 |  | 94
2013-03-13 10:00 |  | 87.5
2013-03-13 11:00 |  | 80.5
2013-03-13 12:00 |  | 91
2013-03-13 13:00 |  | 103.5
2013-03-13 14:00 |  | 127
2013-03-13 15:00 |  | 140
2013-03-13 16:00 |  | 120.5
2013-03-13 17:00 |  | 73.5
2013-03-13 18:00 |  | 74
2013-03-13 19:00 |  | 67.5
2013-03-13 20:00 |  | 48
2013-03-13 21:00 |  | 45.5
2013-03-13 22:00 |  | 64.5
2013-03-13 23:00 |  | 59
2013-03-14 |  | 40.5
2013-03-14 01:00 |  | 29.5
2013-03-14 02:00 |  | 27
2013-03-14 03:00 |  | 27
2013-03-14 04:00 |  | 29.5
2013-03-14 05:00 |  | 46
2013-03-14 06:00 |  | 72.5
2013-03-14 07:00 |  | 149.5
2013-03-14 08:00 |  | 65
2013-03-14 09:00 |  | 67
2013-03-14 10:00 |  | 95.5
2013-03-14 11:00 |  | 114
2013-03-14 12:00 |  | 84.5
2013-03-14 13:00 |  | 11.5
2013-03-14 14:00 |  | 80.5
2013-03-14 15:00 |  | 136.5
2013-03-14 16:00 |  | 192.5
2013-03-14 17:00 |  | 142
2013-03-14 18:00 |  | 101.5
2013-03-14 19:00 |  | 60
2013-03-14 20:00 |  | 104.5
2013-03-14 21:00 |  | 103
2013-03-14 22:00 |  | 76
2013-03-14 23:00 |  | 34
2013-03-15 |  | 69.5
2013-03-15 01:00 |  | 18.5
2013-03-15 02:00 |  | 27.5
2013-03-15 03:00 |  | 40.5
2013-03-15 04:00 |  | 34.5
2013-03-15 05:00 |  | 51
2013-03-15 06:00 |  | 115.5
2013-03-15 07:00 |  | 271.5
2013-03-15 08:00 |  | 117.5
2013-03-15 09:00 |  | 99
2013-03-15 10:00 |  | 60
2013-03-15 11:00 |  | 68
2013-03-15 12:00 |  | 123.5
2013-03-15 13:00 |  | 140
2013-03-15 14:00 |  | 108.5
2013-03-15 15:00 |  | 124
2013-03-15 16:00 |  | 231.5
2013-03-15 17:00 |  | 152
2013-03-15 18:00 |  | 88.5
2013-03-15 19:00 |  | 90.5
2013-03-15 20:00 |  | 175.5
2013-03-15 21:00 |  | 150
2013-03-15 22:00 |  | 71.5
2013-03-15 23:00 |  | 103
2013-03-16 |  | 83.5
2013-03-16 01:00 |  | 66
2013-03-16 02:00 |  | 56
2013-03-16 03:00 |  | 61.5
2013-03-16 04:00 |  | 27
2013-03-16 05:00 |  | 59.5
2013-03-16 06:00 |  | 77
2013-03-16 07:00 |  | 122.5
2013-03-16 08:00 |  | 116.5
2013-03-16 09:00 |  | 92
2013-03-16 10:00 |  | 108
2013-03-16 11:00 |  | 158.5
2013-03-16 12:00 |  | 127.5
2013-03-16 13:00 |  | 95.5
2013-03-16 14:00 |  | 140.5
2013-03-16 15:00 |  | 141
2013-03-16 16:00 |  | 73
2013-03-16 17:00 |  | 85
2013-03-16 18:00 |  | 31
2013-03-16 19:00 |  | 82
2013-03-16 20:00 |  | 64.5
2013-03-16 21:00 |  | 65
2013-03-16 22:00 |  | 78
2013-03-16 23:00 |  | 59.5
2013-03-17 |  | 35
2013-03-17 01:00 |  | 49
2013-03-17 02:00 |  | 64
2013-03-17 03:00 |  | 74
2013-03-17 04:00 |  | 70.5
2013-03-17 05:00 |  | 71.5
2013-03-17 06:00 |  | 62.5
2013-03-17 07:00 |  | 108.5
2013-03-17 08:00 |  | 86
2013-03-17 09:00 |  | 66.5
2013-03-17 10:00 |  | 2.e | 2.e
2013-03-17 11:00 |  | 79
2013-03-17 12:00 |  | 76.5
2013-03-17 13:00 |  | 61
2013-03-17 14:00 |  | 50.5
2013-03-17 15:00 |  | 43
2013-03-17 16:00 |  | 40.5
2013-03-17 17:00 |  | 47.5
2013-03-17 18:00 |  | 62.5
2013-03-17 19:00 |  | 52.5
2013-03-17 20:00 |  | 50
2013-03-17 21:00 |  | 45.5
2013-03-17 22:00 |  | 58
2013-03-17 23:00 |  | 42
2013-03-18 |  | 44
2013-03-18 01:00 |  | 53.5
2013-03-18 02:00 |  | 47.5
2013-03-18 03:00 |  | 33
2013-03-18 04:00 |  | 34.5
2013-03-18 05:00 |  | 47.5
2013-03-18 06:00 |  | 115.5
2013-03-18 07:00 |  | 105
2013-03-18 08:00 |  | 115.5
2013-03-18 09:00 |  | 127
2013-03-18 10:00 |  | 110
2013-03-18 11:00 |  | 112
2013-03-18 12:00 |  | 114.5
2013-03-18 13:00 |  | 109
2013-03-18 14:00 |  | 89.5
2013-03-18 15:00 |  | 103
2013-03-18 16:00 |  | 117.5
2013-03-18 17:00 |  | 91
2013-03-18 18:00 |  | 76.5
2013-03-18 19:00 |  | 58
2013-03-18 20:00 |  | 55
2013-03-18 21:00 |  | 46.5
2013-03-18 22:00 |  | 39.5
2013-03-18 23:00 |  | 47
2013-03-19 |  | 66
2013-03-19 01:00 |  | 56
2013-03-19 02:00 |  | 44
2013-03-19 03:00 |  | 42
2013-03-19 04:00 |  | 50
2013-03-19 05:00 |  | 60.5
2013-03-19 06:00 |  | 91.5
2013-03-19 07:00 |  | 135
2013-03-19 08:00 |  | 122.5
2013-03-19 09:00 |  | 123
2013-03-19 10:00 |  | 103.5
2013-03-19 11:00 |  | 129.5
2013-03-19 12:00 |  | 96.5
2013-03-19 13:00 |  | 114.5
2013-03-19 14:00 |  | 151
2013-03-19 15:00 |  | 190.5
2013-03-19 16:00 |  | 186.5
2013-03-19 17:00 |  | 139.5
2013-03-19 18:00 |  | 71.5
2013-03-19 19:00 |  | 52
2013-03-19 20:00 |  | 43.5
2013-03-19 21:00 |  | 39.5
2013-03-19 22:00 |  | 49
2013-03-19 23:00 |  | 62.5
2013-03-20 |  | 67
2013-03-20 01:00 |  | 61
2013-03-20 02:00 |  | 57
2013-03-20 03:00 |  | 59.5
2013-03-20 04:00 |  | 65.5
2013-03-20 05:00 |  | 63.5
2013-03-20 06:00 |  | 107
2013-03-20 07:00 |  | 145.5
2013-03-20 08:00 |  | 82
2013-03-20 09:00 |  | 119.5
2013-03-20 10:00 |  | 119.5
2013-03-20 11:00 |  | 111
2013-03-20 12:00 |  | 85.5
2013-03-20 13:00 |  | 88.5
2013-03-20 14:00 |  | 69
2013-03-20 15:00 |  | 79.5
2013-03-20 16:00 |  | 90
2013-03-20 17:00 |  | 111.5
2013-03-20 18:00 |  | 71.5
2013-03-20 19:00 |  | 64
2013-03-20 20:00 |  | 66.5
2013-03-20 21:00 |  | 80.5
2013-03-20 22:00 |  | 67
2013-03-20 23:00 |  | 73
2013-03-21 |  | 58
2013-03-21 01:00 |  | 44.5
2013-03-21 02:00 |  | 37.5
2013-03-21 03:00 |  | 32.5
2013-03-21 04:00 |  | 36.5
2013-03-21 05:00 |  | 52
2013-03-21 06:00 |  | 98
2013-03-21 07:00 |  | 153
2013-03-21 08:00 |  | 153
2013-03-21 09:00 |  | 85
2013-03-21 10:00 |  | 2.e | 2.e
2013-03-21 11:00 |  | 2.e | 2.e
2013-03-21 12:00 |  | 2.e | 2.e
2013-03-21 13:00 |  | 2.e | 2.e
2013-03-21 14:00 |  | 2.e | 2.e
2013-03-21 15:00 |  | 130.5
2013-03-21 16:00 |  | 160.5
2013-03-21 17:00 |  | 111.5
2013-03-21 18:00 |  | 69
2013-03-21 19:00 |  | 59.5
2013-03-21 20:00 |  | 81
2013-03-21 21:00 |  | 73
2013-03-21 22:00 |  | 85
2013-03-21 23:00 |  | 90
2013-03-22 |  | 66.5
2013-03-22 01:00 |  | 51.5
2013-03-22 02:00 |  | 47.5
2013-03-22 03:00 |  | 47.5
2013-03-22 04:00 |  | 51.5
2013-03-22 05:00 |  | 57.5
2013-03-22 06:00 |  | 124
2013-03-22 07:00 |  | 194.5
2013-03-22 08:00 |  | 103
2013-03-22 09:00 |  | 84
2013-03-22 10:00 |  | 96
2013-03-22 11:00 |  | 119
2013-03-22 12:00 |  | 112.5
2013-03-22 13:00 |  | 169.5
2013-03-22 14:00 |  | 151.5
2013-03-22 15:00 |  | 126
2013-03-22 16:00 |  | 149.5
2013-03-22 17:00 |  | 124.5
2013-03-22 18:00 |  | 86
2013-03-22 19:00 |  | 79
2013-03-22 20:00 |  | 91.5
2013-03-22 21:00 |  | 89
2013-03-22 22:00 |  | 138
2013-03-22 23:00 |  | 88
2013-03-23 |  | 98.5
2013-03-23 01:00 |  | 98
2013-03-23 02:00 |  | 62.5
2013-03-23 03:00 |  | 70.5
2013-03-23 04:00 |  | 57
2013-03-23 05:00 |  | 56.5
2013-03-23 06:00 |  | 62.5
2013-03-23 07:00 |  | 114.5
2013-03-23 08:00 |  | 139
2013-03-23 09:00 |  | 95
2013-03-23 10:00 |  | 98.5
2013-03-23 11:00 |  | 108.5
2013-03-23 12:00 |  | 110
2013-03-23 13:00 |  | 96.5
2013-03-23 14:00 |  | 85.5
2013-03-23 15:00 |  | 94.5
2013-03-23 16:00 |  | 75.5
2013-03-23 17:00 |  | 80.5
2013-03-23 18:00 |  | 68.5
2013-03-23 19:00 |  | 80.5
2013-03-23 20:00 |  | 87.5
2013-03-23 21:00 |  | 133.5
2013-03-23 22:00 |  | 115.5
2013-03-23 23:00 |  | 75.5
2013-03-24 |  | 83
2013-03-24 01:00 |  | 66
2013-03-24 02:00 |  | 69.5
2013-03-24 03:00 |  | 51.5
2013-03-24 04:00 |  | 54
2013-03-24 05:00 |  | 56.5
2013-03-24 06:00 |  | 56
2013-03-24 07:00 |  | 70
2013-03-24 08:00 |  | 71.5
2013-03-24 09:00 |  | 72.5
2013-03-24 10:00 |  | 91.5
2013-03-24 11:00 |  | 77.5
2013-03-24 12:00 |  | 80.5
2013-03-24 13:00 |  | 94
2013-03-24 14:00 |  | 127.5
2013-03-24 15:00 |  | 54
2013-03-24 16:00 |  | 55.5
2013-03-24 17:00 |  | 75
2013-03-24 18:00 |  | 50.5
2013-03-24 19:00 |  | 78
2013-03-24 20:00 |  | 94
2013-03-24 21:00 |  | 111
2013-03-24 22:00 |  | 96.5
2013-03-24 23:00 |  | 57
2013-03-25 |  | 48
2013-03-25 01:00 |  | 47
2013-03-25 02:00 |  | 31
2013-03-25 03:00 |  | 31
2013-03-25 04:00 |  | 34
2013-03-25 05:00 |  | 61
2013-03-25 06:00 |  | 149
2013-03-25 07:00 |  | 283.5
2013-03-25 08:00 |  | 88
2013-03-25 09:00 |  | 69
2013-03-25 10:00 |  | 82
2013-03-25 11:00 |  | 124.5
2013-03-25 12:00 |  | 125.5
2013-03-25 13:00 |  | 155.5
2013-03-25 14:00 |  | 285
2013-03-25 15:00 |  | 731
2013-03-25 16:00 |  | 348.5
2013-03-25 17:00 |  | 97.5
2013-03-25 18:00 |  | 72.5
2013-03-25 19:00 |  | 115.5
2013-03-25 20:00 |  | 72.5
2013-03-25 21:00 |  | 89.5
2013-03-25 22:00 |  | 74
2013-03-25 23:00 |  | 56.5
2013-03-26 |  | 58
2013-03-26 01:00 |  | 51
2013-03-26 02:00 |  | 49.5
2013-03-26 03:00 |  | 75.5
2013-03-26 04:00 |  | 41.5
2013-03-26 05:00 |  | 75.5
2013-03-26 06:00 |  | 139.5
2013-03-26 07:00 |  | 350.5
2013-03-26 08:00 |  | 215
2013-03-26 09:00 |  | 120.5
2013-03-26 10:00 |  | 102.5
2013-03-26 11:00 |  | 84
2013-03-26 12:00 |  | 136
2013-03-26 13:00 |  | 129
2013-03-26 14:00 |  | 118
2013-03-26 15:00 |  | 106.5
2013-03-26 16:00 |  | 118
2013-03-26 17:00 |  | 98.5
2013-03-26 18:00 |  | 89
2013-03-26 19:00 |  | 103
2013-03-26 20:00 |  | 141
2013-03-26 21:00 |  | 131
2013-03-26 22:00 |  | 94.5
2013-03-26 23:00 |  | 73.5
2013-03-27 |  | 57
2013-03-27 01:00 |  | 51
2013-03-27 02:00 |  | 44.5
2013-03-27 03:00 |  | 43
2013-03-27 04:00 |  | 46.5
2013-03-27 05:00 |  | 86.5
2013-03-27 06:00 |  | 159.5
2013-03-27 07:00 |  | 396.5
2013-03-27 08:00 |  | 368
2013-03-27 09:00 |  | 200
2013-03-27 10:00 |  | 106.5
2013-03-27 11:00 |  | 154.5
2013-03-27 12:00 |  | 192.5
2013-03-27 13:00 |  | 165.5
2013-03-27 14:00 |  | 172.5
2013-03-27 15:00 |  | 185
2013-03-27 16:00 |  | 201
2013-03-27 17:00 |  | 107
2013-03-27 18:00 |  | 92
2013-03-27 19:00 |  | 115
2013-03-27 20:00 |  | 167
2013-03-27 21:00 |  | 168.5
2013-03-27 22:00 |  | 116
2013-03-27 23:00 |  | 90
2013-03-28 |  | 91.5
2013-03-28 01:00 |  | 70
2013-03-28 02:00 |  | 66
2013-03-28 03:00 |  | 54
2013-03-28 04:00 |  | 65
2013-03-28 05:00 |  | 77.5
2013-03-28 06:00 |  | 135.5
2013-03-28 07:00 |  | 293.5
2013-03-28 08:00 |  | 276
2013-03-28 09:00 |  | 199.5
2013-03-28 10:00 |  | 188
2013-03-28 11:00 |  | 217.5
2013-03-28 12:00 |  | 184
2013-03-28 13:00 |  | 147
2013-03-28 14:00 |  | 291
2013-03-28 15:00 |  | 263.5
2013-03-28 16:00 |  | 110.5
2013-03-28 17:00 |  | 86.5
2013-03-28 18:00 |  | 72
2013-03-28 19:00 |  | 87.5
2013-03-28 20:00 |  | 87.5
2013-03-28 21:00 |  | 83.5
2013-03-28 22:00 |  | 81.5
2013-03-28 23:00 |  | 59.5
2013-03-29 |  | 42.5
2013-03-29 01:00 |  | 18.5
2013-03-29 02:00 |  | 21.5
2013-03-29 03:00 |  | 33
2013-03-29 04:00 |  | 35.5
2013-03-29 05:00 |  | 27.5
2013-03-29 06:00 |  | 21.5
2013-03-29 07:00 |  | 36.5
2013-03-29 08:00 |  | 67.5
2013-03-29 09:00 |  | 99
2013-03-29 10:00 |  | 122
2013-03-29 11:00 |  | 136.5
2013-03-29 12:00 |  | 177.5
2013-03-29 13:00 |  | 76
2013-03-29 14:00 |  | 69.5
2013-03-29 15:00 |  | 59.5
2013-03-29 16:00 |  | 42.5
2013-03-29 17:00 |  | 45.5
2013-03-29 18:00 |  | 52.5
2013-03-29 19:00 |  | 78
2013-03-29 20:00 |  | 95
2013-03-29 21:00 |  | 68.5
2013-03-29 22:00 |  | 84
2013-03-29 23:00 |  | 92
2013-03-30 |  | 79
2013-03-30 01:00 |  | 71.5
2013-03-30 02:00 |  | 59
2013-03-30 03:00 |  | 64
2013-03-30 04:00 |  | 50.5
2013-03-30 05:00 |  | 36
2013-03-30 06:00 |  | 56
2013-03-30 07:00 |  | 75
2013-03-30 08:00 |  | 88.5
2013-03-30 09:00 |  | 77.5
2013-03-30 10:00 |  | 84
2013-03-30 11:00 |  | 61
2013-03-30 12:00 |  | 60
2013-03-30 13:00 |  | 57.5
2013-03-30 14:00 |  | 61
2013-03-30 15:00 |  | 72.5
2013-03-30 16:00 |  | 61.5
2013-03-30 17:00 |  | 58
2013-03-30 18:00 |  | 66.5
2013-03-30 19:00 |  | 83.5
2013-03-30 20:00 |  | 70
2013-03-30 21:00 |  | 69
2013-03-30 22:00 |  | 76
2013-03-30 23:00 |  | 59.5
2013-03-31 |  | 47.5
2013-03-31 01:00 |  | 43.5
2013-03-31 02:00 |  | 38.5
2013-03-31 03:00 |  | 45.5
2013-03-31 04:00 |  | 39.5
2013-03-31 05:00 |  | 47
2013-03-31 06:00 |  | 62.5
2013-03-31 07:00 |  | 72.5
2013-03-31 08:00 |  | 81.5
2013-03-31 09:00 |  | 72
2013-03-31 10:00 |  | 64
2013-03-31 11:00 |  | 63
2013-03-31 12:00 |  | 60.5
2013-03-31 13:00 |  | 45
2013-03-31 14:00 |  | 35.5
2013-03-31 15:00 |  | 43
2013-03-31 16:00 |  | 47.5
2013-03-31 17:00 |  | 58
2013-03-31 18:00 |  | 42
2013-03-31 19:00 |  | 29
2013-03-31 20:00 |  | 27.5
2013-03-31 21:00 |  | 24
2013-03-31 22:00 |  | 21
2013-03-31 23:00 |  | 24.5
2013-04-01 |  | 18
2013-04-01 01:00 |  | 20
2013-04-01 02:00 |  | 18.5
2013-04-01 03:00 |  | 17.5
2013-04-01 04:00 |  | 24
2013-04-01 05:00 |  | 33
2013-04-01 06:00 |  | 39.5
2013-04-01 07:00 |  | 53.5
2013-04-01 08:00 |  | 47.5
2013-04-01 09:00 |  | 106.5
2013-04-01 10:00 |  | 105.5
2013-04-01 11:00 |  | 72
2013-04-01 12:00 |  | 56
2013-04-01 13:00 |  | 55.5
2013-04-01 14:00 |  | 104.5
2013-04-01 15:00 |  | 115.5
2013-04-01 16:00 |  | 99.5
2013-04-01 17:00 |  | 50
2013-04-01 18:00 |  | 60
2013-04-01 19:00 |  | 108.5
2013-04-01 20:00 |  | 71.5
2013-04-01 21:00 |  | 47
2013-04-01 22:00 |  | 47
2013-04-01 23:00 |  | 64
2013-04-02 |  | 55.5
2013-04-02 01:00 |  | 48
2013-04-02 02:00 |  | 38
2013-04-02 03:00 |  | 40.5
2013-04-02 04:00 |  | 47
2013-04-02 05:00 |  | 56.5
2013-04-02 06:00 |  | 61.5
2013-04-02 07:00 |  | 89
2013-04-02 08:00 |  | 73.5
2013-04-02 09:00 |  | 70.5
2013-04-02 10:00 |  | 63.5
2013-04-02 11:00 |  | 75.5
2013-04-02 12:00 |  | 62.5
2013-04-02 13:00 |  | 89
2013-04-02 14:00 |  | 91.5
2013-04-02 15:00 |  | 132.5
2013-04-02 16:00 |  | 115.5
2013-04-02 17:00 |  | 76
2013-04-02 18:00 |  | 89
2013-04-02 19:00 |  | 110.5
2013-04-02 20:00 |  | 92
2013-04-02 21:00 |  | 106.5
2013-04-02 22:00 |  | 78
2013-04-02 23:00 |  | 56.5
2013-04-03 |  | 40
2013-04-03 01:00 |  | 46.5
2013-04-03 02:00 |  | 43
2013-04-03 03:00 |  | 37.5
2013-04-03 04:00 |  | 44
2013-04-03 05:00 |  | 57.5
2013-04-03 06:00 |  | 85.5
2013-04-03 07:00 |  | 224
2013-04-03 08:00 |  | 217
2013-04-03 09:00 |  | 119.5
2013-04-03 10:00 |  | 93.5
2013-04-03 11:00 |  | 126.5
2013-04-03 12:00 |  | 120
2013-04-03 13:00 |  | 101.5
2013-04-03 14:00 |  | 117
2013-04-03 15:00 |  | 214
2013-04-03 16:00 |  | 193
2013-04-03 17:00 |  | 91.5
2013-04-03 18:00 |  | 93.5
2013-04-03 19:00 |  | 87.5
2013-04-03 20:00 |  | 118
2013-04-03 21:00 |  | 121.5
2013-04-03 22:00 |  | 78.5
2013-04-03 23:00 |  | 64
2013-04-04 |  | 50.5
2013-04-04 01:00 |  | 51.5
2013-04-04 02:00 |  | 46.5
2013-04-04 03:00 |  | 58.5
2013-04-04 04:00 |  | 58.5
2013-04-04 05:00 |  | 49
2013-04-04 06:00 |  | 38.5
2013-04-04 07:00 |  | 58.5
2013-04-04 08:00 |  | 60
2013-04-04 09:00 |  | 85
2013-04-04 10:00 |  | 111.5
2013-04-04 11:00 |  | 109
2013-04-04 12:00 |  | 138
2013-04-04 13:00 |  | 128
2013-04-04 14:00 |  | 163.5
2013-04-04 15:00 |  | 151
2013-04-04 16:00 |  | 183
2013-04-04 17:00 |  | 112
2013-04-04 18:00 |  | 78
2013-04-04 19:00 |  | 76
2013-04-04 20:00 |  | 80
2013-04-04 21:00 |  | 80
2013-04-04 22:00 |  | 74.5
2013-04-04 23:00 |  | 81.5
2013-04-05 |  | 92.5
2013-04-05 01:00 |  | 81
2013-04-05 02:00 |  | 54
2013-04-05 03:00 |  | 47.5
2013-04-05 04:00 |  | 49.5
2013-04-05 05:00 |  | 69.5
2013-04-05 06:00 |  | 135
2013-04-05 07:00 |  | 254
2013-04-05 08:00 |  | 209
2013-04-05 09:00 |  | 117
2013-04-05 10:00 |  | 112
2013-04-05 11:00 |  | 123
2013-04-05 12:00 |  | 112.5
2013-04-05 13:00 |  | 108.5
2013-04-05 14:00 |  | 88.5
2013-04-05 15:00 |  | 200.5
2013-04-05 16:00 |  | 133.5
2013-04-05 17:00 |  | 118
2013-04-05 18:00 |  | 94.5
2013-04-05 19:00 |  | 70
2013-04-05 20:00 |  | 92
2013-04-05 21:00 |  | 76
2013-04-05 22:00 |  | 87.5
2013-04-05 23:00 |  | 82
2013-04-06 |  | 85.5
2013-04-06 01:00 |  | 75
2013-04-06 02:00 |  | 72
2013-04-06 03:00 |  | 56
2013-04-06 04:00 |  | 63.5
2013-04-06 05:00 |  | 59.5
2013-04-06 06:00 |  | 80.5
2013-04-06 07:00 |  | 88
2013-04-06 08:00 |  | 75.5
2013-04-06 09:00 |  | 92
2013-04-06 10:00 |  | 71
2013-04-06 11:00 |  | 91
2013-04-06 12:00 |  | 80.5
2013-04-06 13:00 |  | 78.5
2013-04-06 14:00 |  | 48
2013-04-06 15:00 |  | 58.5
2013-04-06 16:00 |  | 68.5
2013-04-06 17:00 |  | 62
2013-04-06 18:00 |  | 73.5
2013-04-06 19:00 |  | 115.5
2013-04-06 20:00 |  | 121.5
2013-04-06 21:00 |  | 183
2013-04-06 22:00 |  | 178
2013-04-06 23:00 |  | 143.5
2013-04-07 |  | 105.5
2013-04-07 01:00 |  | 66
2013-04-07 02:00 |  | 81
2013-04-07 03:00 |  | 53
2013-04-07 04:00 |  | 46.5
2013-04-07 05:00 |  | 38
2013-04-07 06:00 |  | 40.5
2013-04-07 07:00 |  | 55.5
2013-04-07 08:00 |  | 65.5
2013-04-07 09:00 |  | 56
2013-04-07 10:00 |  | 57
2013-04-07 11:00 |  | 85.5
2013-04-07 12:00 |  | 63
2013-04-07 13:00 |  | 41
2013-04-07 14:00 |  | 55.5
2013-04-07 15:00 |  | 44
2013-04-07 16:00 |  | 35
2013-04-07 17:00 |  | 69.5
2013-04-07 18:00 |  | 57.5
2013-04-07 19:00 |  | 126.5
2013-04-07 20:00 |  | 157
2013-04-07 21:00 |  | 86
2013-04-07 22:00 |  | 66
2013-04-07 23:00 |  | 41.5
2013-04-08 |  | 30
2013-04-08 01:00 |  | 26
2013-04-08 02:00 |  | 31
2013-04-08 03:00 |  | 23.5
2013-04-08 04:00 |  | 38
2013-04-08 05:00 |  | 71.5
2013-04-08 06:00 |  | 138.5
2013-04-08 07:00 |  | 253
2013-04-08 08:00 |  | 178.5
2013-04-08 09:00 |  | 94.5
2013-04-08 10:00 |  | 112.5
2013-04-08 11:00 |  | 71.5
2013-04-08 12:00 |  | 100.5
2013-04-08 13:00 |  | 209.5
2013-04-08 14:00 |  | 242
2013-04-08 15:00 |  | 300.5
2013-04-08 16:00 |  | 217.5
2013-04-08 17:00 |  | 99.5
2013-04-08 18:00 |  | 97
2013-04-08 19:00 |  | 83.5
2013-04-08 20:00 |  | 71.5
2013-04-08 21:00 |  | 96.5
2013-04-08 22:00 |  | 113.5
2013-04-08 23:00 |  | 94.5
2013-04-09 |  | 65.5
2013-04-09 01:00 |  | 57.5
2013-04-09 02:00 |  | 66.5
2013-04-09 03:00 |  | 52.5
2013-04-09 04:00 |  | 56.5
2013-04-09 05:00 |  | 80.5
2013-04-09 06:00 |  | 122
2013-04-09 07:00 |  | 269.5
2013-04-09 08:00 |  | 192.5
2013-04-09 09:00 |  | 117
2013-04-09 10:00 |  | 165.5
2013-04-09 11:00 |  | 109.5
2013-04-09 12:00 |  | 138.5
2013-04-09 13:00 |  | 155.5
2013-04-09 14:00 |  | 150.5
2013-04-09 15:00 |  | 172.5
2013-04-09 16:00 |  | 189
2013-04-09 17:00 |  | 99
2013-04-09 18:00 |  | 127
2013-04-09 19:00 |  | 117
2013-04-09 20:00 |  | 103
2013-04-09 21:00 |  | 100
2013-04-09 22:00 |  | 83
2013-04-09 23:00 |  | 85
2013-04-10 |  | 91
2013-04-10 01:00 |  | 91.5
2013-04-10 02:00 |  | 80
2013-04-10 03:00 |  | 85
2013-04-10 04:00 |  | 71
2013-04-10 05:00 |  | 51
2013-04-10 06:00 |  | 72.5
2013-04-10 07:00 |  | 109.5
2013-04-10 08:00 |  | 111.5
2013-04-10 09:00 |  | 120.5
2013-04-10 10:00 |  | 111
2013-04-10 11:00 |  | 112
2013-04-10 12:00 |  | 65.5
2013-04-10 13:00 |  | 152.5
2013-04-10 14:00 |  | 142
2013-04-10 15:00 |  | 259.5
2013-04-10 16:00 |  | 211.5
2013-04-10 17:00 |  | 89
2013-04-10 18:00 |  | 111.5
2013-04-10 19:00 |  | 76
2013-04-10 20:00 |  | 62.5
2013-04-10 21:00 |  | 68.5
2013-04-10 22:00 |  | 52
2013-04-10 23:00 |  | 27.5
2013-04-11 |  | 34.5
2013-04-11 01:00 |  | 51
2013-04-11 02:00 |  | 47.5
2013-04-11 03:00 |  | 39
2013-04-11 04:00 |  | 39.5
2013-04-11 05:00 |  | 57
2013-04-11 06:00 |  | 112
2013-04-11 07:00 |  | 133.5
2013-04-11 08:00 |  | 150
2013-04-11 09:00 |  | 85.5
2013-04-11 10:00 |  | 72.5
2013-04-11 11:00 |  | 90.5
2013-04-11 12:00 |  | 79.5
2013-04-11 13:00 |  | 61.5
2013-04-11 14:00 |  | 67.5
2013-04-11 15:00 |  | 99
2013-04-11 16:00 |  | 159
2013-04-11 17:00 |  | 134
2013-04-11 18:00 |  | 77.5
2013-04-11 19:00 |  | 94.5
2013-04-11 20:00 |  | 85
2013-04-11 21:00 |  | 90
2013-04-11 22:00 |  | 95.5
2013-04-11 23:00 |  | 118
2013-04-12 |  | 83.5
2013-04-12 01:00 |  | 53.5
2013-04-12 02:00 |  | 32.5
2013-04-12 03:00 |  | 36
2013-04-12 04:00 |  | 36.5
2013-04-12 05:00 |  | 59
2013-04-12 06:00 |  | 130
2013-04-12 07:00 |  | 184.5
2013-04-12 08:00 |  | 142
2013-04-12 09:00 |  | 84.5
2013-04-12 10:00 |  | 94.5
2013-04-12 11:00 |  | 88.5
2013-04-12 12:00 |  | 85
2013-04-12 13:00 |  | 109.5
2013-04-12 14:00 |  | 100
2013-04-12 15:00 |  | 102
2013-04-12 16:00 |  | 116
2013-04-12 17:00 |  | 108.5
2013-04-12 18:00 |  | 107.5
2013-04-12 19:00 |  | 149.5
2013-04-12 20:00 |  | 241.5
2013-04-12 21:00 |  | 139.5
2013-04-12 22:00 |  | 95.5
2013-04-12 23:00 |  | 71.5
2013-04-13 |  | 69.5
2013-04-13 01:00 |  | 73.5
2013-04-13 02:00 |  | 46
2013-04-13 03:00 |  | 54.5
2013-04-13 04:00 |  | 64.5
2013-04-13 05:00 |  | 72
2013-04-13 06:00 |  | 80.5
2013-04-13 07:00 |  | 128
2013-04-13 08:00 |  | 111
2013-04-13 09:00 |  | 127.5
2013-04-13 10:00 |  | 124.5
2013-04-13 11:00 |  | 122.5
2013-04-13 12:00 |  | 118
2013-04-13 13:00 |  | 111.5
2013-04-13 14:00 |  | 151
2013-04-13 15:00 |  | 163.5
2013-04-13 16:00 |  | 115.5
2013-04-13 17:00 |  | 97
2013-04-13 18:00 |  | 149.5
2013-04-13 19:00 |  | 272.5
2013-04-13 20:00 |  | 257
2013-04-13 21:00 |  | 258.5
2013-04-13 22:00 |  | 197
2013-04-13 23:00 |  | 92.5
2013-04-14 |  | 95.5
2013-04-14 01:00 |  | 89
2013-04-14 02:00 |  | 83
2013-04-14 03:00 |  | 76
2013-04-14 04:00 |  | 63.5
2013-04-14 05:00 |  | 61.5
2013-04-14 06:00 |  | 76
2013-04-14 07:00 |  | 115
2013-04-14 08:00 |  | 95
2013-04-14 09:00 |  | 88.5
2013-04-14 10:00 |  | 56
2013-04-14 11:00 |  | 73.5
2013-04-14 12:00 |  | 79.5
2013-04-14 13:00 |  | 107.5
2013-04-14 14:00 |  | 46.5
2013-04-14 15:00 |  | 54
2013-04-14 16:00 |  | 63.5
2013-04-14 17:00 |  | 65
2013-04-14 18:00 |  | 67
2013-04-14 19:00 |  | 213.5
2013-04-14 20:00 |  | 155.5
2013-04-14 21:00 |  | 79.5
2013-04-14 22:00 |  | 63.5
2013-04-14 23:00 |  | 42
2013-04-15 |  | 31
2013-04-15 01:00 |  | 29.5
2013-04-15 02:00 |  | 36.5
2013-04-15 03:00 |  | 30.5
2013-04-15 04:00 |  | 41.5
2013-04-15 05:00 |  | 81.5
2013-04-15 06:00 |  | 135
2013-04-15 07:00 |  | 347.5
2013-04-15 08:00 |  | 227.5
2013-04-15 09:00 |  | 111.5
2013-04-15 10:00 |  | 155.5
2013-04-15 11:00 |  | 108
2013-04-15 12:00 |  | 84.5
2013-04-15 13:00 |  | 143.5
2013-04-15 14:00 |  | 181.5
2013-04-15 15:00 |  | 212
2013-04-15 16:00 |  | 233.5
2013-04-15 17:00 |  | 157.5
2013-04-15 18:00 |  | 109.5
2013-04-15 19:00 |  | 129.5
2013-04-15 20:00 |  | 211.5
2013-04-15 21:00 |  | 159.5
2013-04-15 22:00 |  | 120
2013-04-15 23:00 |  | 91.5
2013-04-16 |  | 78
2013-04-16 01:00 |  | 56.5
2013-04-16 02:00 |  | 67.5
2013-04-16 03:00 |  | 57
2013-04-16 04:00 |  | 73
2013-04-16 05:00 |  | 80.5
2013-04-16 06:00 |  | 158.5
2013-04-16 07:00 |  | 305
2013-04-16 08:00 |  | 250.5
2013-04-16 09:00 |  | 152
2013-04-16 10:00 |  | 140
2013-04-16 11:00 |  | 139
2013-04-16 12:00 |  | 169.5
2013-04-16 13:00 |  | 179.5
2013-04-16 14:00 |  | 185.5
2013-04-16 15:00 |  | 255.5
2013-04-16 16:00 |  | 227
2013-04-16 17:00 |  | 132
2013-04-16 18:00 |  | 121
2013-04-16 19:00 |  | 181
2013-04-16 20:00 |  | 232.5
2013-04-16 21:00 |  | 205.5
2013-04-16 22:00 |  | 190
2013-04-16 23:00 |  | 156
2013-04-17 |  | 105.5
2013-04-17 01:00 |  | 68.5
2013-04-17 02:00 |  | 68.5
2013-04-17 03:00 |  | 83.5
2013-04-17 04:00 |  | 82.5
2013-04-17 05:00 |  | 108
2013-04-17 06:00 |  | 165
2013-04-17 07:00 |  | 283.5
2013-04-17 08:00 |  | 261
2013-04-17 09:00 |  | 172
2013-04-17 10:00 |  | 194
2013-04-17 11:00 |  | 245
2013-04-17 12:00 |  | 151
2013-04-17 13:00 |  | 255
2013-04-17 14:00 |  | 277.5
2013-04-17 15:00 |  | 195
2013-04-17 16:00 |  | 202
2013-04-17 17:00 |  | 159.5
2013-04-17 18:00 |  | 130
2013-04-17 19:00 |  | 176
2013-04-17 20:00 |  | 191.5
2013-04-17 21:00 |  | 180
2013-04-17 22:00 |  | 116.5
2013-04-17 23:00 |  | 68
2013-04-18 |  | 65
2013-04-18 01:00 |  | 79.5
2013-04-18 02:00 |  | 69
2013-04-18 03:00 |  | 48.5
2013-04-18 04:00 |  | 61.5
2013-04-18 05:00 |  | 96
2013-04-18 06:00 |  | 166
2013-04-18 07:00 |  | 311
2013-04-18 08:00 |  | 319
2013-04-18 09:00 |  | 146
2013-04-18 10:00 |  | 184
2013-04-18 11:00 |  | 197.5
2013-04-18 12:00 |  | 168
2013-04-18 13:00 |  | 369
2013-04-18 14:00 |  | 317.5
2013-04-18 15:00 |  | 232
2013-04-18 16:00 |  | 143
2013-04-18 17:00 |  | 110.5
2013-04-18 18:00 |  | 122
2013-04-18 19:00 |  | 133
2013-04-18 20:00 |  | 193.5
2013-04-18 21:00 |  | 222.5
2013-04-18 22:00 |  | 150
2013-04-18 23:00 |  | 116
2013-04-19 |  | 63.5
2013-04-19 01:00 |  | 70
2013-04-19 02:00 |  | 76
2013-04-19 03:00 |  | 76
2013-04-19 04:00 |  | 68.5
2013-04-19 05:00 |  | 104.5
2013-04-19 06:00 |  | 134.5
2013-04-19 07:00 |  | 280.5
2013-04-19 08:00 |  | 208.5
2013-04-19 09:00 |  | 197.5
2013-04-19 10:00 |  | 206
2013-04-19 11:00 |  | 204
2013-04-19 12:00 |  | 154.5
2013-04-19 13:00 |  | 197
2013-04-19 14:00 |  | 139.5
2013-04-19 15:00 |  | 114.5
2013-04-19 16:00 |  | 89
2013-04-19 17:00 |  | 74.5
2013-04-19 18:00 |  | 65.5
2013-04-19 19:00 |  | 55.5
2013-04-19 20:00 |  | 48.5
2013-04-19 21:00 |  | 85
2013-04-19 22:00 |  | 120.5
2013-04-19 23:00 |  | 82
2013-04-20 |  | 59
2013-04-20 01:00 |  | 41
2013-04-20 02:00 |  | 37.5
2013-04-20 03:00 |  | 45.5
2013-04-20 04:00 |  | 25.5
2013-04-20 05:00 |  | 23.5
2013-04-20 06:00 |  | 10.5
2013-04-20 07:00 |  | 17.5
2013-04-20 08:00 |  | 24.5
2013-04-20 09:00 |  | 32
2013-04-20 10:00 |  | 38
2013-04-20 11:00 |  | 66
2013-04-20 12:00 |  | 91
2013-04-20 13:00 |  | 87.5
2013-04-20 14:00 |  | 83
2013-04-20 15:00 |  | 66.5
2013-04-20 16:00 |  | 44.5
2013-04-20 17:00 |  | 57
2013-04-20 18:00 |  | 64.5
2013-04-20 19:00 |  | 43.5
2013-04-20 20:00 |  | 76
2013-04-20 21:00 |  | 55.5
2013-04-20 22:00 |  | 118.5
2013-04-20 23:00 |  | 137
2013-04-21 |  | 60
2013-04-21 01:00 |  | 48
2013-04-21 02:00 |  | 37.5
2013-04-21 03:00 |  | 44
2013-04-21 04:00 |  | 44
2013-04-21 05:00 |  | 45.5
2013-04-21 06:00 |  | 54
2013-04-21 07:00 |  | 62.5
2013-04-21 08:00 |  | 83
2013-04-21 09:00 |  | 50
2013-04-21 10:00 |  | 52.5
2013-04-21 11:00 |  | 56
2013-04-21 12:00 |  | 51.5
2013-04-21 13:00 |  | 36.5
2013-04-21 14:00 |  | 81.5
2013-04-21 15:00 |  | 42.5
2013-04-21 16:00 |  | 48.5
2013-04-21 17:00 |  | 32.5
2013-04-21 18:00 |  | 49
2013-04-21 19:00 |  | 91.5
2013-04-21 20:00 |  | 171.5
2013-04-21 21:00 |  | 111.5
2013-04-21 22:00 |  | 102.5
2013-04-21 23:00 |  | 38
2013-04-22 |  | 28.5
2013-04-22 01:00 |  | 36
2013-04-22 02:00 |  | 25
2013-04-22 03:00 |  | 44
2013-04-22 04:00 |  | 29.5
2013-04-22 05:00 |  | 51
2013-04-22 06:00 |  | 80.5
2013-04-22 07:00 |  | 184.5
2013-04-22 08:00 |  | 125
2013-04-22 09:00 |  | 100
2013-04-22 10:00 |  | 81
2013-04-22 11:00 |  | 79.5
2013-04-22 12:00 |  | 101.5
2013-04-22 13:00 |  | 155.5
2013-04-22 14:00 |  | 156.5
2013-04-22 15:00 |  | 134
2013-04-22 16:00 |  | 139.5
2013-04-22 17:00 |  | 81
2013-04-22 18:00 |  | 107
2013-04-22 19:00 |  | 98.5
2013-04-22 20:00 |  | 144.5
2013-04-22 21:00 |  | 85
2013-04-22 22:00 |  | 71.5
2013-04-22 23:00 |  | 65.5
2013-04-23 |  | 65
2013-04-23 01:00 |  | 51.5
2013-04-23 02:00 |  | 51.5
2013-04-23 03:00 |  | 38.5
2013-04-23 04:00 |  | 42
2013-04-23 05:00 |  | 70
2013-04-23 06:00 |  | 166.5
2013-04-23 07:00 |  | 260
2013-04-23 08:00 |  | 201.5
2013-04-23 09:00 |  | 100
2013-04-23 10:00 |  | 97.5
2013-04-23 11:00 |  | 122
2013-04-23 12:00 |  | 126
2013-04-23 13:00 |  | 122
2013-04-23 14:00 |  | 93
2013-04-23 15:00 |  | 147.5
2013-04-23 16:00 |  | 140
2013-04-23 17:00 |  | 87.5
2013-04-23 18:00 |  | 92
2013-04-23 19:00 |  | 145.5
2013-04-23 20:00 |  | 178.5
2013-04-23 21:00 |  | 183.5
2013-04-23 22:00 |  | 121
2013-04-23 23:00 |  | 127.5
2013-04-24 |  | 86.5
2013-04-24 01:00 |  | 58
2013-04-24 02:00 |  | 60.5
2013-04-24 03:00 |  | 43
2013-04-24 04:00 |  | 43
2013-04-24 05:00 |  | 84.5
2013-04-24 06:00 |  | 164
2013-04-24 07:00 |  | 299
2013-04-24 08:00 |  | 189
2013-04-24 09:00 |  | 125
2013-04-24 10:00 |  | 116
2013-04-24 11:00 |  | 144
2013-04-24 12:00 |  | 140.5
2013-04-24 13:00 |  | 148
2013-04-24 14:00 |  | 184
2013-04-24 15:00 |  | 151
2013-04-24 16:00 |  | 101.5
2013-04-24 17:00 |  | 93.5
2013-04-24 18:00 |  | 107.5
2013-04-24 19:00 |  | 112
2013-04-24 20:00 |  | 111.5
2013-04-24 21:00 |  | 108.5
2013-04-24 22:00 |  | 120.5
2013-04-24 23:00 |  | 118
2013-04-25 |  | 102.5
2013-04-25 01:00 |  | 94
2013-04-25 02:00 |  | 77.5
2013-04-25 03:00 |  | 55.5
2013-04-25 04:00 |  | 51
2013-04-25 05:00 |  | 67
2013-04-25 06:00 |  | 125
2013-04-25 07:00 |  | 210
2013-04-25 08:00 |  | 148
2013-04-25 09:00 |  | 221
2013-04-25 10:00 |  | 149.5
2013-04-25 11:00 |  | 166
2013-04-25 12:00 |  | 201.5
2013-04-25 13:00 |  | 284.5
2013-04-25 14:00 |  | 168.5
2013-04-25 15:00 |  | 139.5
2013-04-25 16:00 |  | 129
2013-04-25 17:00 |  | 112.5
2013-04-25 18:00 |  | 96.5
2013-04-25 19:00 |  | 110
2013-04-25 20:00 |  | 172
2013-04-25 21:00 |  | 138.5
2013-04-25 22:00 |  | 133
2013-04-25 23:00 |  | 97
2013-04-26 |  | 81
2013-04-26 01:00 |  | 95.5
2013-04-26 02:00 |  | 91
2013-04-26 03:00 |  | 84
2013-04-26 04:00 |  | 56.5
2013-04-26 05:00 |  | 60
2013-04-26 06:00 |  | 59
2013-04-26 07:00 |  | 92.5
2013-04-26 08:00 |  | 54.5
2013-04-26 09:00 |  | 58
2013-04-26 10:00 |  | 38
2013-04-26 11:00 |  | 77.5
2013-04-26 12:00 |  | 82
2013-04-26 13:00 |  | 82.5
2013-04-26 14:00 |  | 88
2013-04-26 15:00 |  | 68.5
2013-04-26 16:00 |  | 78
2013-04-26 17:00 |  | 118
2013-04-26 18:00 |  | 92
2013-04-26 19:00 |  | 156.5
2013-04-26 20:00 |  | 133.5
2013-04-26 21:00 |  | 87
2013-04-26 22:00 |  | 97
2013-04-26 23:00 |  | 73.5
2013-04-27 |  | 57.5
2013-04-27 01:00 |  | 46.5
2013-04-27 02:00 |  | 40.5
2013-04-27 03:00 |  | 44
2013-04-27 04:00 |  | 29
2013-04-27 05:00 |  | 48.5
2013-04-27 06:00 |  | 50.5
2013-04-27 07:00 |  | 59.5
2013-04-27 08:00 |  | 103
2013-04-27 09:00 |  | 121.5
2013-04-27 10:00 |  | 81
2013-04-27 11:00 |  | 84
2013-04-27 12:00 |  | 63
2013-04-27 13:00 |  | 17.5
2013-04-27 14:00 |  | 31.5
2013-04-27 15:00 |  | 27
2013-04-27 16:00 |  | 36
2013-04-27 17:00 |  | 66.5
2013-04-27 18:00 |  | 115
2013-04-27 19:00 |  | 174.5
2013-04-27 20:00 |  | 210
2013-04-27 21:00 |  | 162
2013-04-27 22:00 |  | 134
2013-04-27 23:00 |  | 115.5
2013-04-28 |  | 103.5
2013-04-28 01:00 |  | 83
2013-04-28 02:00 |  | 43
2013-04-28 03:00 |  | 37.5
2013-04-28 04:00 |  | 23
2013-04-28 05:00 |  | 43
2013-04-28 06:00 |  | 24
2013-04-28 07:00 |  | 65
2013-04-28 08:00 |  | 81.5
2013-04-28 09:00 |  | 120.5
2013-04-28 10:00 |  | 109.5
2013-04-28 11:00 |  | 77.5
2013-04-28 12:00 |  | 38
2013-04-28 13:00 |  | 58.5
2013-04-28 14:00 |  | 51.5
2013-04-28 15:00 |  | 44
2013-04-28 16:00 |  | 97
2013-04-28 17:00 |  | 50
2013-04-28 18:00 |  | 91
2013-04-28 19:00 |  | 205
2013-04-28 20:00 |  | 342.5
2013-04-28 21:00 |  | 166.5
2013-04-28 22:00 |  | 122
2013-04-28 23:00 |  | 59
2013-04-29 |  | 38.5
2013-04-29 01:00 |  | 41
2013-04-29 02:00 |  | 23
2013-04-29 03:00 |  | 38.5
2013-04-29 04:00 |  | 24
2013-04-29 05:00 |  | 38.5
2013-04-29 06:00 |  | 67.5
2013-04-29 07:00 |  | 117
2013-04-29 08:00 |  | 295
2013-04-29 09:00 |  | 157.5
2013-04-29 10:00 |  | 141
2013-04-29 11:00 |  | 141.5
2013-04-29 12:00 |  | 141.5
2013-04-29 13:00 |  | 112.5
2013-04-29 14:00 |  | 108
2013-04-29 15:00 |  | 185
2013-04-29 16:00 |  | 153.5
2013-04-29 17:00 |  | 135
2013-04-29 18:00 |  | 166
2013-04-29 19:00 |  | 216.5
2013-04-29 20:00 |  | 106
2013-04-29 21:00 |  | 116
2013-04-29 22:00 |  | 156
2013-04-29 23:00 |  | 101
2013-04-30 |  | 76.5
2013-04-30 01:00 |  | 78.5
2013-04-30 02:00 |  | 66.5
2013-04-30 03:00 |  | 44
2013-04-30 04:00 |  | 44.5
2013-04-30 05:00 |  | 47.5
2013-04-30 06:00 |  | 62
2013-04-30 07:00 |  | 155
2013-04-30 08:00 |  | 165.5
2013-04-30 09:00 |  | 127
2013-04-30 10:00 |  | 156.5
2013-04-30 11:00 |  | 164.5
2013-04-30 12:00 |  | 191
2013-04-30 13:00 |  | 122
2013-04-30 14:00 |  | 167
2013-04-30 15:00 |  | 121
2013-04-30 16:00 |  | 165
2013-04-30 17:00 |  | 143.5
2013-04-30 18:00 |  | 83
2013-04-30 19:00 |  | 95.5
2013-04-30 20:00 |  | 99.5
2013-04-30 21:00 |  | 70
2013-04-30 22:00 |  | 81
2013-04-30 23:00 |  | 119
2013-05-01 |  | 74.5
2013-05-01 01:00 |  | 70.5
2013-05-01 02:00 |  | 84.5
2013-05-01 03:00 |  | 91.5
2013-05-01 04:00 |  | 94.5
2013-05-01 05:00 |  | 46
2013-05-01 06:00 |  | 62
2013-05-01 07:00 |  | 73.5
2013-05-01 08:00 |  | 97
2013-05-01 09:00 |  | 32.5
2013-05-01 10:00 |  | 21
2013-05-01 11:00 |  | 43.5
2013-05-01 12:00 |  | 70.5
2013-05-01 13:00 |  | 48.5
2013-05-01 14:00 |  | 30.5
2013-05-01 15:00 |  | 51
2013-05-01 16:00 |  | 45
2013-05-01 17:00 |  | 31.5
2013-05-01 18:00 |  | 90
2013-05-01 19:00 |  | 188
2013-05-01 20:00 |  | 204
2013-05-01 21:00 |  | 68
2013-05-01 22:00 |  | 38.5
2013-05-01 23:00 |  | 53.5
2013-05-02 |  | 57.5
2013-05-02 01:00 |  | 40
2013-05-02 02:00 |  | 23.5
2013-05-02 03:00 |  | 24.5
2013-05-02 04:00 |  | 22
2013-05-02 05:00 |  | 28.5
2013-05-02 06:00 |  | 74
2013-05-02 07:00 |  | 123.5
2013-05-02 08:00 |  | 226
2013-05-02 09:00 |  | 173
2013-05-02 10:00 |  | 121.5
2013-05-02 11:00 |  | 154.5
2013-05-02 12:00 |  | 126.5
2013-05-02 13:00 |  | 98.5
2013-05-02 14:00 |  | 183.5
2013-05-02 15:00 |  | 217
2013-05-02 16:00 |  | 32
2013-05-02 17:00 |  | 56
2013-05-02 18:00 |  | 22.5
2013-05-02 19:00 |  | 44
2013-05-02 20:00 |  | 79.5
2013-05-02 21:00 |  | 42.5
2013-05-02 22:00 |  | 92.5
2013-05-02 23:00 |  | 12.5
2013-05-03 |  | 14
2013-05-03 01:00 |  | 83.5
2013-05-03 02:00 |  | 14.5
2013-05-03 03:00 |  | 12
2013-05-03 04:00 |  | 21.5
2013-05-03 05:00 |  | 1
2013-05-03 06:00 |  | 12.5
2013-05-03 07:00 |  | 2
2013-05-03 08:00 |  | 2
2013-05-03 09:00 |  | 11
2013-05-03 10:00 |  | 9.5
2013-05-03 11:00 |  | 8.5
2013-05-03 12:00 |  | 25
2013-05-03 13:00 |  | 69.5
2013-05-03 14:00 |  | 43.5
2013-05-03 15:00 |  | 60.5
2013-05-03 16:00 |  | 39.5
2013-05-03 17:00 |  | 38.5
2013-05-03 18:00 |  | 128
2013-05-03 19:00 |  | 87.5
2013-05-03 20:00 |  | 46.5
2013-05-03 21:00 |  | 63
2013-05-03 22:00 |  | 99.5
2013-05-03 23:00 |  | 114.5
2013-05-04 |  | 70.5
2013-05-04 01:00 |  | 20.5
2013-05-04 02:00 |  | 27
2013-05-04 03:00 |  | 10
2013-05-04 04:00 |  | 18.5
2013-05-04 05:00 |  | 17.5
2013-05-04 06:00 |  | 17
2013-05-04 07:00 |  | 41.5
2013-05-04 08:00 |  | 49.5
2013-05-04 09:00 |  | 78.5
2013-05-04 10:00 |  | 45.5
2013-05-04 11:00 |  | 34
2013-05-04 12:00 |  | 42.5
2013-05-04 13:00 |  | 77
2013-05-04 14:00 |  | 14
2013-05-04 15:00 |  | 4.5
2013-05-04 16:00 |  | 38.5
2013-05-04 17:00 |  | 40.5
2013-05-04 18:00 |  | 161.5
2013-05-04 19:00 |  | 60.5
2013-05-04 20:00 |  | 49.5
2013-05-04 21:00 |  | 64
2013-05-04 22:00 |  | 88.5
2013-05-04 23:00 |  | 90
2013-05-05 |  | 76.5
2013-05-05 01:00 |  | 89
2013-05-05 02:00 |  | 64.5
2013-05-05 03:00 |  | 51.5
2013-05-05 04:00 |  | 35.5
2013-05-05 05:00 |  | 38
2013-05-05 06:00 |  | 26.5
2013-05-05 07:00 |  | 43
2013-05-05 08:00 |  | 50
2013-05-05 09:00 |  | 28
2013-05-05 10:00 |  | 40
2013-05-05 11:00 |  | 20.5
2013-05-05 12:00 |  | 42
2013-05-05 13:00 |  | 87
2013-05-05 14:00 |  | 28
2013-05-05 15:00 |  | 1
2013-05-05 16:00 |  | 88.5
2013-05-05 17:00 |  | 16.5
2013-05-05 18:00 |  | 135
2013-05-05 19:00 |  | 143
2013-05-05 20:00 |  | 101.5
2013-05-05 21:00 |  | 74
2013-05-05 22:00 |  | 62.5
2013-05-05 23:00 |  | 56
2013-05-06 |  | 35.5
2013-05-06 01:00 |  | 2.5
2013-05-06 02:00 |  | 17.5
2013-05-06 03:00 |  | 25
2013-05-06 04:00 |  | 1
2013-05-06 05:00 |  | 41
2013-05-06 06:00 |  | 35
2013-05-06 07:00 |  | 89
2013-05-06 08:00 |  | 156
2013-05-06 09:00 |  | 61
2013-05-06 10:00 |  | 61
2013-05-06 11:00 |  | 75.5
2013-05-06 12:00 |  | 75
2013-05-06 13:00 |  | 104
2013-05-06 14:00 |  | 60.5
2013-05-06 15:00 |  | 18.5
2013-05-06 16:00 |  | 64
2013-05-06 17:00 |  | 86.5
2013-05-06 18:00 |  | 144.5
2013-05-06 19:00 |  | 135.5
2013-05-06 20:00 |  | 75
2013-05-06 21:00 |  | 107
2013-05-06 22:00 |  | 83.5
2013-05-06 23:00 |  | 82.5
2013-05-07 |  | 83
2013-05-07 01:00 |  | 62.5
2013-05-07 02:00 |  | 80.5
2013-05-07 03:00 |  | 50.5
2013-05-07 04:00 |  | 45.5
2013-05-07 05:00 |  | 33.5
2013-05-07 06:00 |  | 60.5
2013-05-07 07:00 |  | 151
2013-05-07 08:00 |  | 188
2013-05-07 09:00 |  | 99.5
2013-05-07 10:00 |  | 87.5
2013-05-07 11:00 |  | 85
2013-05-07 12:00 |  | 111
2013-05-07 13:00 |  | 114
2013-05-07 14:00 |  | 82
2013-05-07 15:00 |  | 156.5
2013-05-07 16:00 |  | 120.5
2013-05-07 17:00 |  | 139
2013-05-07 18:00 |  | 120
2013-05-07 19:00 |  | 157
2013-05-07 20:00 |  | 162
2013-05-07 21:00 |  | 175.5
2013-05-07 22:00 |  | 201
2013-05-07 23:00 |  | 127.5
2013-05-08 |  | 78
2013-05-08 01:00 |  | 60.5
2013-05-08 02:00 |  | 27
2013-05-08 03:00 |  | 31
2013-05-08 04:00 |  | 46
2013-05-08 05:00 |  | 36.5
2013-05-08 06:00 |  | 63.5
2013-05-08 07:00 |  | 111
2013-05-08 08:00 |  | 170.5
2013-05-08 09:00 |  | 101.5
2013-05-08 10:00 |  | 98.5
2013-05-08 11:00 |  | 146.5
2013-05-08 12:00 |  | 159.5
2013-05-08 13:00 |  | 103
2013-05-08 14:00 |  | 106
2013-05-08 15:00 |  | 115.5
2013-05-08 16:00 |  | 92.5
2013-05-08 17:00 |  | 87.5
2013-05-08 18:00 |  | 88
2013-05-08 19:00 |  | 98.5
2013-05-08 20:00 |  | 128.5
2013-05-08 21:00 |  | 153.5
2013-05-08 22:00 |  | 120
2013-05-08 23:00 |  | 126.5
2013-05-09 |  | 81.5
2013-05-09 01:00 |  | 71.5
2013-05-09 02:00 |  | 62
2013-05-09 03:00 |  | 58.5
2013-05-09 04:00 |  | 42.5
2013-05-09 05:00 |  | 32
2013-05-09 06:00 |  | 61
2013-05-09 07:00 |  | 85
2013-05-09 08:00 |  | 124
2013-05-09 09:00 |  | 198.5
2013-05-09 10:00 |  | 157.5
2013-05-09 11:00 |  | 137.5
2013-05-09 12:00 |  | 129.5
2013-05-09 13:00 |  | 93
2013-05-09 14:00 |  | 2.e | 2.e
2013-05-09 15:00 |  | 59
2013-05-09 16:00 |  | 73.5
2013-05-09 17:00 |  | 63.5
2013-05-09 18:00 |  | 72.5
2013-05-09 19:00 |  | 93
2013-05-09 20:00 |  | 63.5
2013-05-09 21:00 |  | 75
2013-05-09 22:00 |  | 87
2013-05-09 23:00 |  | 94
2013-05-10 |  | 77.5
2013-05-10 01:00 |  | 59
2013-05-10 02:00 |  | 72
2013-05-10 03:00 |  | 62.5
2013-05-10 04:00 |  | 59
2013-05-10 05:00 |  | 60
2013-05-10 06:00 |  | 56
2013-05-10 07:00 |  | 75
2013-05-10 08:00 |  | 135.5
2013-05-10 09:00 |  | 88
2013-05-10 10:00 |  | 53
2013-05-10 11:00 |  | 37
2013-05-10 12:00 |  | 52.5
2013-05-10 13:00 |  | 63
2013-05-10 14:00 |  | 80.5
2013-05-10 15:00 |  | 83.5
2013-05-10 16:00 |  | 77.5
2013-05-10 17:00 |  | 70.5
2013-05-10 18:00 |  | 87
2013-05-10 19:00 |  | 46.5
2013-05-10 20:00 |  | 52.5
2013-05-10 21:00 |  | 90
2013-05-10 22:00 |  | 89.5
2013-05-10 23:00 |  | 101
2013-05-11 |  | 94.5
2013-05-11 01:00 |  | 93
2013-05-11 02:00 |  | 66
2013-05-11 03:00 |  | 57.5
2013-05-11 04:00 |  | 64.5
2013-05-11 05:00 |  | 45
2013-05-11 06:00 |  | 43
2013-05-11 07:00 |  | 48
2013-05-11 08:00 |  | 57
2013-05-11 09:00 |  | 51.5
2013-05-11 10:00 |  | 66
2013-05-11 11:00 |  | 64
2013-05-11 12:00 |  | 72.5
2013-05-11 13:00 |  | 64
2013-05-11 14:00 |  | 130.5
2013-05-11 15:00 |  | 86
2013-05-11 16:00 |  | 87.5
2013-05-11 17:00 |  | 78
2013-05-11 18:00 |  | 58
2013-05-11 19:00 |  | 202.5
2013-05-11 20:00 |  | 169
2013-05-11 21:00 |  | 145
2013-05-11 22:00 |  | 143.5
2013-05-11 23:00 |  | 113.5
2013-05-12 |  | 121.5
2013-05-12 01:00 |  | 99.5
2013-05-12 02:00 |  | 61.5
2013-05-12 03:00 |  | 52.5
2013-05-12 04:00 |  | 49
2013-05-12 05:00 |  | 51
2013-05-12 06:00 |  | 50.5
2013-05-12 07:00 |  | 57
2013-05-12 08:00 |  | 66.5
2013-05-12 09:00 |  | 65
2013-05-12 10:00 |  | 62.5
2013-05-12 11:00 |  | 47
2013-05-12 12:00 |  | 63.5
2013-05-12 13:00 |  | 70.5
2013-05-12 14:00 |  | 90
2013-05-12 15:00 |  | 53.5
2013-05-12 16:00 |  | 42.5
2013-05-12 17:00 |  | 64.5
2013-05-12 18:00 |  | 78.5
2013-05-12 19:00 |  | 60.5
2013-05-12 20:00 |  | 85
2013-05-12 21:00 |  | 78.5
2013-05-12 22:00 |  | 61.5
2013-05-12 23:00 |  | 70
2013-05-13 |  | 80
2013-05-13 01:00 |  | 86.5
2013-05-13 02:00 |  | 80.5
2013-05-13 03:00 |  | 85
2013-05-13 04:00 |  | 71
2013-05-13 05:00 |  | 51
2013-05-13 06:00 |  | 85.5
2013-05-13 07:00 |  | 115
2013-05-13 08:00 |  | 143.5
2013-05-13 09:00 |  | 79.5
2013-05-13 10:00 |  | 96.5
2013-05-13 11:00 |  | 82
2013-05-13 12:00 |  | 71
2013-05-13 13:00 |  | 78.5
2013-05-13 14:00 |  | 71
2013-05-13 15:00 |  | 89.5
2013-05-13 16:00 |  | 84
2013-05-13 17:00 |  | 97.5
2013-05-13 18:00 |  | 112
2013-05-13 19:00 |  | 110
2013-05-13 20:00 |  | 120
2013-05-13 21:00 |  | 147
2013-05-13 22:00 |  | 108.5
2013-05-13 23:00 |  | 119.5
2013-05-14 |  | 83
2013-05-14 01:00 |  | 49
2013-05-14 02:00 |  | 51
2013-05-14 03:00 |  | 43.5
2013-05-14 04:00 |  | 38
2013-05-14 05:00 |  | 42
2013-05-14 06:00 |  | 58.5
2013-05-14 07:00 |  | 73
2013-05-14 08:00 |  | 166.5
2013-05-14 09:00 |  | 85.5
2013-05-14 10:00 |  | 84
2013-05-14 11:00 |  | 76
2013-05-14 12:00 |  | 74.5
2013-05-14 13:00 |  | 59.5
2013-05-14 14:00 |  | 94
2013-05-14 15:00 |  | 94.5
2013-05-14 16:00 |  | 102
2013-05-14 17:00 |  | 83
2013-05-14 18:00 |  | 81.5
2013-05-14 19:00 |  | 109
2013-05-14 20:00 |  | 160.5
2013-05-14 21:00 |  | 96
2013-05-14 22:00 |  | 97
2013-05-14 23:00 |  | 64.5
2013-05-15 |  | 66.5
2013-05-15 01:00 |  | 59.5
2013-05-15 02:00 |  | 33
2013-05-15 03:00 |  | 43
2013-05-15 04:00 |  | 36.5
2013-05-15 05:00 |  | 44
2013-05-15 06:00 |  | 54
2013-05-15 07:00 |  | 93.5
2013-05-15 08:00 |  | 179.5
2013-05-15 09:00 |  | 108
2013-05-15 10:00 |  | 80
2013-05-15 11:00 |  | 96
2013-05-15 12:00 |  | 92
2013-05-15 13:00 |  | 99
2013-05-15 14:00 |  | 125
2013-05-15 15:00 |  | 97
2013-05-15 16:00 |  | 82.5
2013-05-15 17:00 |  | 135
2013-05-15 18:00 |  | 146.5
2013-05-15 19:00 |  | 174.5
2013-05-15 20:00 |  | 246
2013-05-15 21:00 |  | 234
2013-05-15 22:00 |  | 162
2013-05-15 23:00 |  | 150
2013-05-16 |  | 99
2013-05-16 01:00 |  | 99.5
2013-05-16 02:00 |  | 76
2013-05-16 03:00 |  | 62.5
2013-05-16 04:00 |  | 64
2013-05-16 05:00 |  | 73.5
2013-05-16 06:00 |  | 87
2013-05-16 07:00 |  | 148.5
2013-05-16 08:00 |  | 198.5
2013-05-16 09:00 |  | 130.5
2013-05-16 10:00 |  | 109
2013-05-16 11:00 |  | 112.5
2013-05-16 12:00 |  | 104.5
2013-05-16 13:00 |  | 86.5
2013-05-16 14:00 |  | 95
2013-05-16 15:00 |  | 146.5
2013-05-16 16:00 |  | 142.5
2013-05-16 17:00 |  | 161.5
2013-05-16 18:00 |  | 180
2013-05-16 19:00 |  | 171
2013-05-16 20:00 |  | 213.5
2013-05-16 21:00 |  | 183
2013-05-16 22:00 |  | 165.5
2013-05-16 23:00 |  | 142.5
2013-05-17 |  | 108
2013-05-17 01:00 |  | 77
2013-05-17 02:00 |  | 68.5
2013-05-17 03:00 |  | 67
2013-05-17 04:00 |  | 55
2013-05-17 05:00 |  | 57
2013-05-17 06:00 |  | 84
2013-05-17 07:00 |  | 128
2013-05-17 08:00 |  | 180
2013-05-17 09:00 |  | 172.5
2013-05-17 10:00 |  | 132
2013-05-17 11:00 |  | 152.5
2013-05-17 12:00 |  | 153.5
2013-05-17 13:00 |  | 204.5
2013-05-17 14:00 |  | 280
2013-05-17 15:00 |  | 186.5
2013-05-17 16:00 |  | 248.5
2013-05-17 17:00 |  | 247
2013-05-17 18:00 |  | 298.5
2013-05-17 19:00 |  | 212
2013-05-17 20:00 |  | 199
2013-05-17 21:00 |  | 180
2013-05-17 22:00 |  | 163.5
2013-05-17 23:00 |  | 112
2013-05-18 |  | 83
2013-05-18 01:00 |  | 58
2013-05-18 02:00 |  | 42.5
2013-05-18 03:00 |  | 84.5
2013-05-18 04:00 |  | 82.5
2013-05-18 05:00 |  | 58.5
2013-05-18 06:00 |  | 37
2013-05-18 07:00 |  | 3.5
2013-05-18 08:00 |  | 1
2013-05-18 09:00 |  | 13
2013-05-18 10:00 |  | 20.5
2013-05-18 11:00 |  | 21
2013-05-18 12:00 |  | 22.5
2013-05-18 13:00 |  | 5.5
2013-05-18 14:00 |  | 8
2013-05-18 15:00 |  | 14
2013-05-18 16:00 |  | 10
2013-05-18 17:00 |  | 16.5
2013-05-18 18:00 |  | 12.5
2013-05-18 19:00 |  | 4
2013-05-18 20:00 |  | 5.5
2013-05-18 21:00 |  | 3.5
2013-05-18 22:00 |  | 11.5
2013-05-18 23:00 |  | 15
2013-05-19 |  | 25.5
2013-05-19 01:00 |  | 38
2013-05-19 02:00 |  | 13.5
2013-05-19 03:00 |  | 5.5
2013-05-19 04:00 |  | 7
2013-05-19 05:00 |  | 6.5
2013-05-19 06:00 |  | 10.5
2013-05-19 07:00 |  | 19
2013-05-19 08:00 |  | 53
2013-05-19 09:00 |  | 17.5
2013-05-19 10:00 |  | 10
2013-05-19 11:00 |  | 18.5
2013-05-19 12:00 |  | 16
2013-05-19 13:00 |  | 20.5
2013-05-19 14:00 |  | 13
2013-05-19 15:00 |  | 9
2013-05-19 16:00 |  | 6
2013-05-19 17:00 |  | 29.5
2013-05-19 18:00 |  | 102
2013-05-19 19:00 |  | 133.5
2013-05-19 20:00 |  | 123
2013-05-19 21:00 |  | 106.5
2013-05-19 22:00 |  | 133.5
2013-05-19 23:00 |  | 112.5
2013-05-20 |  | 103
2013-05-20 01:00 |  | 69
2013-05-20 02:00 |  | 29.5
2013-05-20 03:00 |  | 22.5
2013-05-20 04:00 |  | 18.5
2013-05-20 05:00 |  | 24.5
2013-05-20 06:00 |  | 44.5
2013-05-20 07:00 |  | 79.5
2013-05-20 08:00 |  | 130.5
2013-05-20 09:00 |  | 92
2013-05-20 10:00 |  | 54.5
2013-05-20 11:00 |  | 71.5
2013-05-20 12:00 |  | 74.5
2013-05-20 13:00 |  | 64.5
2013-05-20 14:00 |  | 63.5
2013-05-20 15:00 |  | 54
2013-05-20 16:00 |  | 33.5
2013-05-20 17:00 |  | 32
2013-05-20 18:00 |  | 27
2013-05-20 19:00 |  | 32
2013-05-20 20:00 |  | 41
2013-05-20 21:00 |  | 152.5
2013-05-20 22:00 |  | 132.5
2013-05-20 23:00 |  | 104
2013-05-21 |  | 92
2013-05-21 01:00 |  | 68.5
2013-05-21 02:00 |  | 50.5
2013-05-21 03:00 |  | 46.5
2013-05-21 04:00 |  | 40
2013-05-21 05:00 |  | 35.5
2013-05-21 06:00 |  | 40.5
2013-05-21 07:00 |  | 40.5
2013-05-21 08:00 |  | 69.5
2013-05-21 09:00 |  | 35.5
2013-05-21 10:00 |  | 36.5
2013-05-21 11:00 |  | 40.5
2013-05-21 12:00 |  | 53
2013-05-21 13:00 |  | 69
2013-05-21 14:00 |  | 51
2013-05-21 15:00 |  | 23
2013-05-21 16:00 |  | 19
2013-05-21 17:00 |  | 36.5
2013-05-21 18:00 |  | 69.5
2013-05-21 19:00 |  | 44.5
2013-05-21 20:00 |  | 115
2013-05-21 21:00 |  | 161
2013-05-21 22:00 |  | 186.5
2013-05-21 23:00 |  | 157
2013-05-22 |  | 98.5
2013-05-22 01:00 |  | 86.5
2013-05-22 02:00 |  | 94
2013-05-22 03:00 |  | 70
2013-05-22 04:00 |  | 43.5
2013-05-22 05:00 |  | 48.5
2013-05-22 06:00 |  | 61.5
2013-05-22 07:00 |  | 112
2013-05-22 08:00 |  | 162.5
2013-05-22 09:00 |  | 85
2013-05-22 10:00 |  | 82.5
2013-05-22 11:00 |  | 87.5
2013-05-22 12:00 |  | 99
2013-05-22 13:00 |  | 112
2013-05-22 14:00 |  | 98
2013-05-22 15:00 |  | 89
2013-05-22 16:00 |  | 87
2013-05-22 17:00 |  | 89
2013-05-22 18:00 |  | 81.5
2013-05-22 19:00 |  | 61
2013-05-22 20:00 |  | 106
2013-05-22 21:00 |  | 125.5
2013-05-22 22:00 |  | 125.5
2013-05-22 23:00 |  | 101.5
2013-05-23 |  | 74
2013-05-23 01:00 |  | 72.5
2013-05-23 02:00 |  | 57.5
2013-05-23 03:00 |  | 49.5
2013-05-23 04:00 |  | 43
2013-05-23 05:00 |  | 48
2013-05-23 06:00 |  | 60.5
2013-05-23 07:00 |  | 141.5
2013-05-23 08:00 |  | 194.5
2013-05-23 09:00 |  | 89
2013-05-23 10:00 |  | 78
2013-05-23 11:00 |  | 81.5
2013-05-23 12:00 |  | 86.5
2013-05-23 13:00 |  | 103
2013-05-23 14:00 |  | 120.5
2013-05-23 15:00 |  | 44
2013-05-23 16:00 |  | 48
2013-05-23 17:00 |  | 74.5
2013-05-23 18:00 |  | 159
2013-05-23 19:00 |  | 138.5
2013-05-23 20:00 |  | 97
2013-05-23 21:00 |  | 129.5
2013-05-23 22:00 |  | 159
2013-05-23 23:00 |  | 97
2013-05-24 |  | 101.5
2013-05-24 01:00 |  | 79
2013-05-24 02:00 |  | 59
2013-05-24 03:00 |  | 48
2013-05-24 04:00 |  | 53.5
2013-05-24 05:00 |  | 55
2013-05-24 06:00 |  | 69
2013-05-24 07:00 |  | 124
2013-05-24 08:00 |  | 189
2013-05-24 09:00 |  | 113.5
2013-05-24 10:00 |  | 105
2013-05-24 11:00 |  | 142
2013-05-24 12:00 |  | 121.5
2013-05-24 13:00 |  | 59
2013-05-24 14:00 |  | 45
2013-05-24 15:00 |  | 69.5
2013-05-24 16:00 |  | 175.5
2013-05-24 17:00 |  | 157
2013-05-24 18:00 |  | 258.5
2013-05-24 19:00 |  | 226.5
2013-05-24 20:00 |  | 152.5
2013-05-24 21:00 |  | 142.5
2013-05-24 22:00 |  | 74
2013-05-24 23:00 |  | 80.5
2013-05-25 |  | 74
2013-05-25 01:00 |  | 79.5
2013-05-25 02:00 |  | 86
2013-05-25 03:00 |  | 77
2013-05-25 04:00 |  | 69
2013-05-25 05:00 |  | 52.5
2013-05-25 06:00 |  | 72
2013-05-25 07:00 |  | 96
2013-05-25 08:00 |  | 106
2013-05-25 09:00 |  | 103.5
2013-05-25 10:00 |  | 94.5
2013-05-25 11:00 |  | 79.5
2013-05-25 12:00 |  | 72.5
2013-05-25 13:00 |  | 53
2013-05-25 14:00 |  | 46
2013-05-25 15:00 |  | 43.5
2013-05-25 16:00 |  | 43
2013-05-25 17:00 |  | 45.5
2013-05-25 18:00 |  | 51
2013-05-25 19:00 |  | 78
2013-05-25 20:00 |  | 52.5
2013-05-25 21:00 |  | 51
2013-05-25 22:00 |  | 64
2013-05-25 23:00 |  | 62.5
2013-05-26 |  | 76
2013-05-26 01:00 |  | 70.5
2013-05-26 02:00 |  | 62
2013-05-26 03:00 |  | 62
2013-05-26 04:00 |  | 72.5
2013-05-26 05:00 |  | 68
2013-05-26 06:00 |  | 44
2013-05-26 07:00 |  | 55.5
2013-05-26 08:00 |  | 66
2013-05-26 09:00 |  | 68.5
2013-05-26 10:00 |  | 72
2013-05-26 11:00 |  | 64
2013-05-26 12:00 |  | 74
2013-05-26 13:00 |  | 81
2013-05-26 14:00 |  | 66
2013-05-26 15:00 |  | 80
2013-05-26 16:00 |  | 66.5
2013-05-26 17:00 |  | 77
2013-05-26 18:00 |  | 63.5
2013-05-26 19:00 |  | 118
2013-05-26 20:00 |  | 130
2013-05-26 21:00 |  | 147.5
2013-05-26 22:00 |  | 139.5
2013-05-26 23:00 |  | 121
2013-05-27 |  | 102
2013-05-27 01:00 |  | 77
2013-05-27 02:00 |  | 82
2013-05-27 03:00 |  | 91
2013-05-27 04:00 |  | 32
2013-05-27 05:00 |  | 18.5
2013-05-27 06:00 |  | 26.5
2013-05-27 07:00 |  | 54.5
2013-05-27 08:00 |  | 70.5
2013-05-27 09:00 |  | 69.5
2013-05-27 10:00 |  | 15
2013-05-27 11:00 |  | 19.5
2013-05-27 12:00 |  | 5.5
2013-05-27 13:00 |  | 8
2013-05-27 14:00 |  | 10
2013-05-27 15:00 |  | 10.5
2013-05-27 16:00 |  | 4.5
2013-05-27 17:00 |  | 1
2013-05-27 18:00 |  | 1
2013-05-27 19:00 |  | 5
2013-05-27 20:00 |  | 14.5
2013-05-27 21:00 |  | 6
2013-05-27 22:00 |  | 11
2013-05-27 23:00 |  | 11.5
2013-05-28 |  | 14.5
2013-05-28 01:00 |  | 6
2013-05-28 02:00 |  | 9.5
2013-05-28 03:00 |  | 5.5
2013-05-28 04:00 |  | 1
2013-05-28 05:00 |  | 4
2013-05-28 06:00 |  | 12
2013-05-28 07:00 |  | 5
2013-05-28 08:00 |  | 12
2013-05-28 09:00 |  | 17
2013-05-28 10:00 |  | 25.5
2013-05-28 11:00 |  | 14.5
2013-05-28 12:00 |  | 5
2013-05-28 13:00 |  | 14.5
2013-05-28 14:00 |  | 14
2013-05-28 15:00 |  | 1
2013-05-28 16:00 |  | 7.5
2013-05-28 17:00 |  | 5.5
2013-05-28 18:00 |  | 12.5
2013-05-28 19:00 |  | 10
2013-05-28 20:00 |  | 9
2013-05-28 21:00 |  | 3.5
2013-05-28 22:00 |  | 2
2013-05-28 23:00 |  | 1
2013-05-29 |  | 1
2013-05-29 01:00 |  | 1
2013-05-29 02:00 |  | 7
2013-05-29 03:00 |  | 1
2013-05-29 04:00 |  | 6.5
2013-05-29 05:00 |  | 4
2013-05-29 06:00 |  | 8.5
2013-05-29 07:00 |  | 33
2013-05-29 08:00 |  | 69.5
2013-05-29 09:00 |  | 18.5
2013-05-29 10:00 |  | 26.5
2013-05-29 11:00 |  | 25.5
2013-05-29 12:00 |  | 25
2013-05-29 13:00 |  | 31.5
2013-05-29 14:00 |  | 13
2013-05-29 15:00 |  | 26
2013-05-29 16:00 |  | 33
2013-05-29 17:00 |  | 67.5
2013-05-29 18:00 |  | 125
2013-05-29 19:00 |  | 154.5
2013-05-29 20:00 |  | 188.5
2013-05-29 21:00 |  | 160.5
2013-05-29 22:00 |  | 120.5
2013-05-29 23:00 |  | 136.5
2013-05-30 |  | 85
2013-05-30 01:00 |  | 67.5
2013-05-30 02:00 |  | 48
2013-05-30 03:00 |  | 49
2013-05-30 04:00 |  | 43.5
2013-05-30 05:00 |  | 48
2013-05-30 06:00 |  | 49
2013-05-30 07:00 |  | 101.5
2013-05-30 08:00 |  | 160
2013-05-30 09:00 |  | 97
2013-05-30 10:00 |  | 82
2013-05-30 11:00 |  | 45.5
2013-05-30 12:00 |  | 74.5
2013-05-30 13:00 |  | 141.5
2013-05-30 14:00 |  | 99
2013-05-30 15:00 |  | 78.5
2013-05-30 16:00 |  | 90
2013-05-30 17:00 |  | 98
2013-05-30 18:00 |  | 52.5
2013-05-30 19:00 |  | 77
2013-05-30 20:00 |  | 105.5
2013-05-30 21:00 |  | 123.5
2013-05-30 22:00 |  | 179.5
2013-05-30 23:00 |  | 104.5
2013-05-31 |  | 88
2013-05-31 01:00 |  | 59.5
2013-05-31 02:00 |  | 27.5
2013-05-31 03:00 |  | 54.5
2013-05-31 04:00 |  | 25.5
2013-05-31 05:00 |  | 36.5
2013-05-31 06:00 |  | 75.5
2013-05-31 07:00 |  | 28.5
2013-05-31 08:00 |  | 15
2013-05-31 09:00 |  | 7
2013-05-31 10:00 |  | 11.5
2013-05-31 11:00 |  | 10.5
2013-05-31 12:00 |  | 10.5
2013-05-31 13:00 |  | 14.5
2013-05-31 14:00 |  | 5
2013-05-31 15:00 |  | 13
2013-05-31 16:00 |  | 8
2013-05-31 17:00 |  | 22
2013-05-31 18:00 |  | 38.5
2013-05-31 19:00 |  | 61.5
2013-05-31 20:00 |  | 31.5
2013-05-31 21:00 |  | 13
2013-05-31 22:00 |  | 27.5
2013-05-31 23:00 |  | 23.5
2013-06-01 |  | 50.5
2013-06-01 01:00 |  | 96
2013-06-01 02:00 |  | 84
2013-06-01 03:00 |  | 54
2013-06-01 04:00 |  | 43
2013-06-01 05:00 |  | 19
2013-06-01 06:00 |  | 7.5
2013-06-01 07:00 |  | 61
2013-06-01 08:00 |  | 33.5
2013-06-01 09:00 |  | 1
2013-06-01 10:00 |  | 39
2013-06-01 11:00 |  | 6
2013-06-01 12:00 |  | 2
2013-06-01 13:00 |  | 7.5
2013-06-01 14:00 |  | 5.5
2013-06-01 15:00 |  | 14
2013-06-01 16:00 |  | 10.5
2013-06-01 17:00 |  | 24
2013-06-01 18:00 |  | 107
2013-06-01 19:00 |  | 72
2013-06-01 20:00 |  | 60.5
2013-06-01 21:00 |  | 123.5
2013-06-01 22:00 |  | 117
2013-06-01 23:00 |  | 68.5
2013-06-02 |  | 69
2013-06-02 01:00 |  | 63.5
2013-06-02 02:00 |  | 49
2013-06-02 03:00 |  | 45.5
2013-06-02 04:00 |  | 38.5
2013-06-02 05:00 |  | 32.5
2013-06-02 06:00 |  | 31
2013-06-02 07:00 |  | 36
2013-06-02 08:00 |  | 40.5
2013-06-02 09:00 |  | 46.5
2013-06-02 10:00 |  | 34
2013-06-02 11:00 |  | 22.5
2013-06-02 12:00 |  | 31.5
2013-06-02 13:00 |  | 53.5
2013-06-02 14:00 |  | 12.5
2013-06-02 15:00 |  | 14.5
2013-06-02 16:00 |  | 24
2013-06-02 17:00 |  | 35
2013-06-02 18:00 |  | 125
2013-06-02 19:00 |  | 108.5
2013-06-02 20:00 |  | 137
2013-06-02 21:00 |  | 161.5
2013-06-02 22:00 |  | 173
2013-06-02 23:00 |  | 129
2013-06-03 |  | 85.5
2013-06-03 01:00 |  | 63.5
2013-06-03 02:00 |  | 42
2013-06-03 03:00 |  | 30
2013-06-03 04:00 |  | 30
2013-06-03 05:00 |  | 35.5
2013-06-03 06:00 |  | 45
2013-06-03 07:00 |  | 116.5
2013-06-03 08:00 |  | 155
2013-06-03 09:00 |  | 86
2013-06-03 10:00 |  | 54
2013-06-03 11:00 |  | 76.5
2013-06-03 12:00 |  | 91
2013-06-03 13:00 |  | 81
2013-06-03 14:00 |  | 68
2013-06-03 15:00 |  | 36
2013-06-03 16:00 |  | 67
2013-06-03 17:00 |  | 62
2013-06-03 18:00 |  | 142.5
2013-06-03 19:00 |  | 199
2013-06-03 20:00 |  | 152
2013-06-03 21:00 |  | 151
2013-06-03 22:00 |  | 104.5
2013-06-03 23:00 |  | 68.5
2013-06-04 |  | 50
2013-06-04 01:00 |  | 48.5
2013-06-04 02:00 |  | 49
2013-06-04 03:00 |  | 49
2013-06-04 04:00 |  | 27.5
2013-06-04 05:00 |  | 39.5
2013-06-04 06:00 |  | 72
2013-06-04 07:00 |  | 113
2013-06-04 08:00 |  | 156.5
2013-06-04 09:00 |  | 100.5
2013-06-04 10:00 |  | 116.5
2013-06-04 11:00 |  | 99
2013-06-04 12:00 |  | 126
2013-06-04 13:00 |  | 48.5
2013-06-04 14:00 |  | 16
2013-06-04 15:00 |  | 25.5
2013-06-04 16:00 |  | 45
2013-06-04 17:00 |  | 95.5
2013-06-04 18:00 |  | 204
2013-06-04 19:00 |  | 244
2013-06-04 20:00 |  | 153.5
2013-06-04 21:00 |  | 194.5
2013-06-04 22:00 |  | 163.5
2013-06-04 23:00 |  | 152
2013-06-05 |  | 116.5
2013-06-05 01:00 |  | 78.5
2013-06-05 02:00 |  | 58.5
2013-06-05 03:00 |  | 49.5
2013-06-05 04:00 |  | 51
2013-06-05 05:00 |  | 53
2013-06-05 06:00 |  | 64
2013-06-05 07:00 |  | 104
2013-06-05 08:00 |  | 156
2013-06-05 09:00 |  | 83.5
2013-06-05 10:00 |  | 78
2013-06-05 11:00 |  | 84.5
2013-06-05 12:00 |  | 120.5
2013-06-05 13:00 |  | 50
2013-06-05 14:00 |  | 56.5
2013-06-05 15:00 |  | 55
2013-06-05 16:00 |  | 44
2013-06-05 17:00 |  | 92.5
2013-06-05 18:00 |  | 155.5
2013-06-05 19:00 |  | 171.5
2013-06-05 20:00 |  | 169
2013-06-05 21:00 |  | 129
2013-06-05 22:00 |  | 168.5
2013-06-05 23:00 |  | 151.5
2013-06-06 |  | 127.5
2013-06-06 01:00 |  | 88.5
2013-06-06 02:00 |  | 67.5
2013-06-06 03:00 |  | 54
2013-06-06 04:00 |  | 53.5
2013-06-06 05:00 |  | 56.5
2013-06-06 06:00 |  | 77.5
2013-06-06 07:00 |  | 116
2013-06-06 08:00 |  | 205
2013-06-06 09:00 |  | 98
2013-06-06 10:00 |  | 91.5
2013-06-06 11:00 |  | 103
2013-06-06 12:00 |  | 69.5
2013-06-06 13:00 |  | 102
2013-06-06 14:00 |  | 104
2013-06-06 15:00 |  | 40
2013-06-06 16:00 |  | 51
2013-06-06 17:00 |  | 80
2013-06-06 18:00 |  | 158.5
2013-06-06 19:00 |  | 145
2013-06-06 20:00 |  | 114
2013-06-06 21:00 |  | 166.5
2013-06-06 22:00 |  | 154.5
2013-06-06 23:00 |  | 97
2013-06-07 |  | 85.5
2013-06-07 01:00 |  | 81
2013-06-07 02:00 |  | 62.5
2013-06-07 03:00 |  | 47
2013-06-07 04:00 |  | 42.5
2013-06-07 05:00 |  | 45.5
2013-06-07 06:00 |  | 59.5
2013-06-07 07:00 |  | 125
2013-06-07 08:00 |  | 222.5
2013-06-07 09:00 |  | 116.5
2013-06-07 10:00 |  | 99.5
2013-06-07 11:00 |  | 126
2013-06-07 12:00 |  | 121
2013-06-07 13:00 |  | 145
2013-06-07 14:00 |  | 84.5
2013-06-07 15:00 |  | 52
2013-06-07 16:00 |  | 60.5
2013-06-07 17:00 |  | 87.5
2013-06-07 18:00 |  | 128
2013-06-07 19:00 |  | 208
2013-06-07 20:00 |  | 260.5
2013-06-07 21:00 |  | 191.5
2013-06-07 22:00 |  | 227
2013-06-07 23:00 |  | 227.5
2013-06-08 |  | 164.5
2013-06-08 01:00 |  | 116
2013-06-08 02:00 |  | 89
2013-06-08 03:00 |  | 69.5
2013-06-08 04:00 |  | 45
2013-06-08 05:00 |  | 53
2013-06-08 06:00 |  | 62.5
2013-06-08 07:00 |  | 78
2013-06-08 08:00 |  | 104.5
2013-06-08 09:00 |  | 96
2013-06-08 10:00 |  | 78.5
2013-06-08 11:00 |  | 88
2013-06-08 12:00 |  | 120
2013-06-08 13:00 |  | 97.5
2013-06-08 14:00 |  | 88.5
2013-06-08 15:00 |  | 96.5
2013-06-08 16:00 |  | 86
2013-06-08 17:00 |  | 85
2013-06-08 18:00 |  | 89
2013-06-08 19:00 |  | 86.5
2013-06-08 20:00 |  | 103
2013-06-08 21:00 |  | 177
2013-06-08 22:00 |  | 247.5
2013-06-08 23:00 |  | 129
2013-06-09 |  | 94
2013-06-09 01:00 |  | 107
2013-06-09 02:00 |  | 85.5
2013-06-09 03:00 |  | 79
2013-06-09 04:00 |  | 89.5
2013-06-09 05:00 |  | 73.5
2013-06-09 06:00 |  | 74.5
2013-06-09 07:00 |  | 80
2013-06-09 08:00 |  | 104.5
2013-06-09 09:00 |  | 108.5
2013-06-09 10:00 |  | 100
2013-06-09 11:00 |  | 94.5
2013-06-09 12:00 |  | 92
2013-06-09 13:00 |  | 37
2013-06-09 14:00 |  | 43.5
2013-06-09 15:00 |  | 45.5
2013-06-09 16:00 |  | 42.5
2013-06-09 17:00 |  | 50.5
2013-06-09 18:00 |  | 112
2013-06-09 19:00 |  | 170.5
2013-06-09 20:00 |  | 168.5
2013-06-09 21:00 |  | 156
2013-06-09 22:00 |  | 150
2013-06-09 23:00 |  | 120.5
2013-06-10 |  | 100.5
2013-06-10 01:00 |  | 93
2013-06-10 02:00 |  | 75
2013-06-10 03:00 |  | 54.5
2013-06-10 04:00 |  | 51.5
2013-06-10 05:00 |  | 56.5
2013-06-10 06:00 |  | 68
2013-06-10 07:00 |  | 119.5
2013-06-10 08:00 |  | 194
2013-06-10 09:00 |  | 96.5
2013-06-10 10:00 |  | 84
2013-06-10 11:00 |  | 88
2013-06-10 12:00 |  | 103.5
2013-06-10 13:00 |  | 2.e | 2.e
2013-06-10 14:00 |  | 129
2013-06-10 15:00 |  | 105
2013-06-10 16:00 |  | 100
2013-06-10 17:00 |  | 127.5
2013-06-10 18:00 |  | 148.5
2013-06-10 19:00 |  | 135.5
2013-06-10 20:00 |  | 160
2013-06-10 21:00 |  | 207
2013-06-10 22:00 |  | 210.5
2013-06-10 23:00 |  | 149
2013-06-11 |  | 112.5
2013-06-11 01:00 |  | 81.5
2013-06-11 02:00 |  | 62.5
2013-06-11 03:00 |  | 55.5
2013-06-11 04:00 |  | 52
2013-06-11 05:00 |  | 58
2013-06-11 06:00 |  | 72
2013-06-11 07:00 |  | 93.5
2013-06-11 08:00 |  | 109.5
2013-06-11 09:00 |  | 96.5
2013-06-11 10:00 |  | 106.5
2013-06-11 11:00 |  | 109
2013-06-11 12:00 |  | 117.5
2013-06-11 13:00 |  | 108
2013-06-11 14:00 |  | 106
2013-06-11 15:00 |  | 79.5
2013-06-11 16:00 |  | 118.5
2013-06-11 17:00 |  | 133
2013-06-11 18:00 |  | 187.5
2013-06-11 19:00 |  | 239.5
2013-06-11 20:00 |  | 204
2013-06-11 21:00 |  | 221
2013-06-11 22:00 |  | 202.5
2013-06-11 23:00 |  | 192
2013-06-12 |  | 151
2013-06-12 01:00 |  | 118
2013-06-12 02:00 |  | 87.5
2013-06-12 03:00 |  | 85
2013-06-12 04:00 |  | 80
2013-06-12 05:00 |  | 69
2013-06-12 06:00 |  | 75.5
2013-06-12 07:00 |  | 95.5
2013-06-12 08:00 |  | 145.5
2013-06-12 09:00 |  | 117.5
2013-06-12 10:00 |  | 83
2013-06-12 11:00 |  | 88
2013-06-12 12:00 |  | 105
2013-06-12 13:00 |  | 63.5
2013-06-12 14:00 |  | 96.5
2013-06-12 15:00 |  | 119
2013-06-12 16:00 |  | 99
2013-06-12 17:00 |  | 96
2013-06-12 18:00 |  | 120
2013-06-12 19:00 |  | 95
2013-06-12 20:00 |  | 78
2013-06-12 21:00 |  | 109.5
2013-06-12 22:00 |  | 172
2013-06-12 23:00 |  | 131.5
2013-06-13 |  | 106
2013-06-13 01:00 |  | 83.5
2013-06-13 02:00 |  | 73.5
2013-06-13 03:00 |  | 62
2013-06-13 04:00 |  | 65
2013-06-13 05:00 |  | 78.5
2013-06-13 06:00 |  | 78
2013-06-13 07:00 |  | 113
2013-06-13 08:00 |  | 175
2013-06-13 09:00 |  | 154
2013-06-13 10:00 |  | 116.5
2013-06-13 11:00 |  | 121
2013-06-13 12:00 |  | 109.5
2013-06-13 13:00 |  | 98
2013-06-13 14:00 |  | 120
2013-06-13 15:00 |  | 76
2013-06-13 16:00 |  | 86.5
2013-06-13 17:00 |  | 109
2013-06-13 18:00 |  | 111
2013-06-13 19:00 |  | 144.5
2013-06-13 20:00 |  | 137
2013-06-13 21:00 |  | 99
2013-06-13 22:00 |  | 151
2013-06-13 23:00 |  | 141.5
2013-06-14 |  | 95
2013-06-14 01:00 |  | 65
2013-06-14 02:00 |  | 63
2013-06-14 03:00 |  | 58.5
2013-06-14 04:00 |  | 53
2013-06-14 05:00 |  | 61
2013-06-14 06:00 |  | 75.5
2013-06-14 07:00 |  | 120
2013-06-14 08:00 |  | 159
2013-06-14 09:00 |  | 117
2013-06-14 10:00 |  | 99.5
2013-06-14 11:00 |  | 141
2013-06-14 12:00 |  | 129.5
2013-06-14 13:00 |  | 112.5
2013-06-14 14:00 |  | 154.5
2013-06-14 15:00 |  | 165
2013-06-14 16:00 |  | 178.5
2013-06-14 17:00 |  | 110
2013-06-14 18:00 |  | 98
2013-06-14 19:00 |  | 91
2013-06-14 20:00 |  | 95.5
2013-06-14 21:00 |  | 122
2013-06-14 22:00 |  | 174
2013-06-14 23:00 |  | 193
2013-06-15 |  | 179
2013-06-15 01:00 |  | 126.5
2013-06-15 02:00 |  | 98
2013-06-15 03:00 |  | 136
2013-06-15 04:00 |  | 118
2013-06-15 05:00 |  | 59.5
2013-06-15 06:00 |  | 56
2013-06-15 07:00 |  | 64
2013-06-15 08:00 |  | 99.5
2013-06-15 09:00 |  | 111
2013-06-15 10:00 |  | 138.5
2013-06-15 11:00 |  | 135
2013-06-15 12:00 |  | 128.5
2013-06-15 13:00 |  | 99
2013-06-15 14:00 |  | 146
2013-06-15 15:00 |  | 96
2013-06-15 16:00 |  | 67.5
2013-06-15 17:00 |  | 72
2013-06-15 18:00 |  | 90.5
2013-06-15 19:00 |  | 67.5
2013-06-15 20:00 |  | 46.5
2013-06-15 21:00 |  | 26
2013-06-15 22:00 |  | 23
2013-06-15 23:00 |  | 28.5
2013-06-16 |  | 31.5
2013-06-16 01:00 |  | 33.5
2013-06-16 02:00 |  | 38
2013-06-16 03:00 |  | 63
2013-06-16 04:00 |  | 61.5
2013-06-16 05:00 |  | 52.5
2013-06-16 06:00 |  | 59.5
2013-06-16 07:00 |  | 53.5
2013-06-16 08:00 |  | 52
2013-06-16 09:00 |  | 56.5
2013-06-16 10:00 |  | 66.5
2013-06-16 11:00 |  | 65.5
2013-06-16 12:00 |  | 67
2013-06-16 13:00 |  | 75.5
2013-06-16 14:00 |  | 81
2013-06-16 15:00 |  | 79
2013-06-16 16:00 |  | 72
2013-06-16 17:00 |  | 67
2013-06-16 18:00 |  | 71.5
2013-06-16 19:00 |  | 44.5
2013-06-16 20:00 |  | 64.5
2013-06-16 21:00 |  | 49.5
2013-06-16 22:00 |  | 70
2013-06-16 23:00 |  | 83
2013-06-17 |  | 66
2013-06-17 01:00 |  | 57
2013-06-17 02:00 |  | 49.5
2013-06-17 03:00 |  | 46
2013-06-17 04:00 |  | 57
2013-06-17 05:00 |  | 59.5
2013-06-17 06:00 |  | 58.5
2013-06-17 07:00 |  | 50.5
2013-06-17 08:00 |  | 67
2013-06-17 09:00 |  | 89.5
2013-06-17 10:00 |  | 99.5
2013-06-17 11:00 |  | 89.5
2013-06-17 12:00 |  | 84
2013-06-17 13:00 |  | 88.5
2013-06-17 14:00 |  | 118.5
2013-06-17 15:00 |  | 91
2013-06-17 16:00 |  | 58.5
2013-06-17 17:00 |  | 44.5
2013-06-17 18:00 |  | 58.5
2013-06-17 19:00 |  | 63.5
2013-06-17 20:00 |  | 90
2013-06-17 21:00 |  | 92
2013-06-17 22:00 |  | 155.5
2013-06-17 23:00 |  | 151
2013-06-18 |  | 86
2013-06-18 01:00 |  | 82
2013-06-18 02:00 |  | 63
2013-06-18 03:00 |  | 52.5
2013-06-18 04:00 |  | 50
2013-06-18 05:00 |  | 44
2013-06-18 06:00 |  | 48.5
2013-06-18 07:00 |  | 90.5
2013-06-18 08:00 |  | 174.5
2013-06-18 09:00 |  | 199
2013-06-18 10:00 |  | 116.5
2013-06-18 11:00 |  | 107.5
2013-06-18 12:00 |  | 168
2013-06-18 13:00 |  | 108
2013-06-18 14:00 |  | 124.5
2013-06-18 15:00 |  | 129
2013-06-18 16:00 |  | 101.5
2013-06-18 17:00 |  | 134.5
2013-06-18 18:00 |  | 209
2013-06-18 19:00 |  | 221.5
2013-06-18 20:00 |  | 265.5
2013-06-18 21:00 |  | 184
2013-06-18 22:00 |  | 193
2013-06-18 23:00 |  | 97.5
2013-06-19 |  | 123.5
2013-06-19 01:00 |  | 69
2013-06-19 02:00 |  | 62.5
2013-06-19 03:00 |  | 58.5
2013-06-19 04:00 |  | 36.5
2013-06-19 05:00 |  | 33
2013-06-19 06:00 |  | 47.5
2013-06-19 07:00 |  | 113
2013-06-19 08:00 |  | 204
2013-06-19 09:00 |  | 133
2013-06-19 10:00 |  | 76
2013-06-19 11:00 |  | 130.5
2013-06-19 12:00 |  | 85.5
2013-06-19 13:00 |  | 109.5
2013-06-19 14:00 |  | 102.5
2013-06-19 15:00 |  | 85
2013-06-19 16:00 |  | 88.5
2013-06-19 17:00 |  | 96.5
2013-06-19 18:00 |  | 80.5
2013-06-19 19:00 |  | 169
2013-06-19 20:00 |  | 213
2013-06-19 21:00 |  | 129
2013-06-19 22:00 |  | 143.5
2013-06-19 23:00 |  | 99.5
2013-06-20 |  | 94.5
2013-06-20 01:00 |  | 65.5
2013-06-20 02:00 |  | 40.5
2013-06-20 03:00 |  | 30.5
2013-06-20 04:00 |  | 38
2013-06-20 05:00 |  | 44
2013-06-20 06:00 |  | 68
2013-06-20 07:00 |  | 136
2013-06-20 08:00 |  | 175.5
2013-06-20 09:00 |  | 139
2013-06-20 10:00 |  | 77.5
2013-06-20 11:00 |  | 98.5
2013-06-20 12:00 |  | 107.5
2013-06-20 13:00 |  | 130
2013-06-20 14:00 |  | 130
2013-06-20 15:00 |  | 145.5
2013-06-20 16:00 |  | 193
2013-06-20 17:00 |  | 144
2013-06-20 18:00 |  | 101.5
2013-06-20 19:00 |  | 159.5
2013-06-20 20:00 |  | 170.5
2013-06-20 21:00 |  | 190.5
2013-06-20 22:00 |  | 123
2013-06-20 23:00 |  | 109.5
2013-06-21 |  | 84.5
2013-06-21 01:00 |  | 77
2013-06-21 02:00 |  | 58
2013-06-21 03:00 |  | 61.5
2013-06-21 04:00 |  | 62.5
2013-06-21 05:00 |  | 65
2013-06-21 06:00 |  | 87.5
2013-06-21 07:00 |  | 139
2013-06-21 08:00 |  | 180
2013-06-21 09:00 |  | 158.5
2013-06-21 10:00 |  | 49.5
2013-06-21 11:00 |  | 146
2013-06-21 12:00 |  | 130
2013-06-21 13:00 |  | 187.5
2013-06-21 14:00 |  | 210
2013-06-21 15:00 |  | 163.5
2013-06-21 16:00 |  | 143
2013-06-21 17:00 |  | 141.5
2013-06-21 18:00 |  | 168
2013-06-21 19:00 |  | 157
2013-06-21 20:00 |  | 223
2013-06-21 21:00 |  | 153.5
2013-06-21 22:00 |  | 139.5
2013-06-21 23:00 |  | 77.5
2013-06-22 |  | 182
2013-06-22 01:00 |  | 99
2013-06-22 02:00 |  | 134
2013-06-22 03:00 |  | 146
2013-06-22 04:00 |  | 127.5
2013-06-22 05:00 |  | 26.5
2013-06-22 06:00 |  | 1
2013-06-22 07:00 |  | 9.5
2013-06-22 08:00 |  | 28.5
2013-06-22 09:00 |  | 69.5
2013-06-22 10:00 |  | 23
2013-06-22 11:00 |  | 12.5
2013-06-22 12:00 |  | 5.5
2013-06-22 13:00 |  | 11.5
2013-06-22 14:00 |  | 1.5
2013-06-22 15:00 |  | 1
2013-06-22 16:00 |  | 32.5
2013-06-22 17:00 |  | 20.5
2013-06-22 18:00 |  | 3.5
2013-06-22 19:00 |  | 15.5
2013-06-22 20:00 |  | 12.5
2013-06-22 21:00 |  | 19
2013-06-22 22:00 |  | 22
2013-06-22 23:00 |  | 1
2013-06-23 |  | 28
2013-06-23 01:00 |  | 34.5
2013-06-23 02:00 |  | 32.5
2013-06-23 03:00 |  | 37.5
2013-06-23 04:00 |  | 13
2013-06-23 05:00 |  | 63
2013-06-23 06:00 |  | 39
2013-06-23 07:00 |  | 29.5
2013-06-23 08:00 |  | 46
2013-06-23 09:00 |  | 12.5
2013-06-23 10:00 |  | 22.5
2013-06-23 11:00 |  | 35
2013-06-23 12:00 |  | 10
2013-06-23 13:00 |  | 19.5
2013-06-23 14:00 |  | 6
2013-06-23 15:00 |  | 3
2013-06-23 16:00 |  | 20
2013-06-23 17:00 |  | 17
2013-06-23 18:00 |  | 7.5
2013-06-23 19:00 |  | 10
2013-06-23 20:00 |  | 30.5
2013-06-23 21:00 |  | 13.5
2013-06-23 22:00 |  | 1.5
2013-06-23 23:00 |  | 12
2013-06-24 |  | 19.5
2013-06-24 01:00 |  | 12
2013-06-24 02:00 |  | 21
2013-06-24 03:00 |  | 1
2013-06-24 04:00 |  | 24
2013-06-24 05:00 |  | 4
2013-06-24 06:00 |  | 23.5
2013-06-24 07:00 |  | 62
2013-06-24 08:00 |  | 134
2013-06-24 09:00 |  | 113.5
2013-06-24 10:00 |  | 77.5
2013-06-24 11:00 |  | 41.5
2013-06-24 12:00 |  | 55.5
2013-06-24 13:00 |  | 56
2013-06-24 14:00 |  | 53.5
2013-06-24 15:00 |  | 51
2013-06-24 16:00 |  | 69.5
2013-06-24 17:00 |  | 58.5
2013-06-24 18:00 |  | 66
2013-06-24 19:00 |  | 102.5
2013-06-24 20:00 |  | 120
2013-06-24 21:00 |  | 154
2013-06-24 22:00 |  | 155.5
2013-06-24 23:00 |  | 165.5
2013-06-25 |  | 109
2013-06-25 01:00 |  | 90
2013-06-25 02:00 |  | 66
2013-06-25 03:00 |  | 54.5
2013-06-25 04:00 |  | 48
2013-06-25 05:00 |  | 46.5
2013-06-25 06:00 |  | 48.5
2013-06-25 07:00 |  | 79
2013-06-25 08:00 |  | 165.5
2013-06-25 09:00 |  | 105.5
2013-06-25 10:00 |  | 97.5
2013-06-25 11:00 |  | 123
2013-06-25 12:00 |  | 62.5
2013-06-25 13:00 |  | 89
2013-06-25 14:00 |  | 112
2013-06-25 15:00 |  | 65
2013-06-25 16:00 |  | 2.e | 2.e
2013-06-25 17:00 |  | 118
2013-06-25 18:00 |  | 124.5
2013-06-25 19:00 |  | 123
2013-06-25 20:00 |  | 183.5
2013-06-25 21:00 |  | 206
2013-06-25 22:00 |  | 207.5
2013-06-25 23:00 |  | 170
2013-06-26 |  | 188.5
2013-06-26 01:00 |  | 156.5
2013-06-26 02:00 |  | 112
2013-06-26 03:00 |  | 96
2013-06-26 04:00 |  | 77.5
2013-06-26 05:00 |  | 79.5
2013-06-26 06:00 |  | 101.5
2013-06-26 07:00 |  | 124.5
2013-06-26 08:00 |  | 153
2013-06-26 09:00 |  | 133.5
2013-06-26 10:00 |  | 40
2013-06-26 11:00 |  | 38
2013-06-26 12:00 |  | 85
2013-06-26 13:00 |  | 91.5
2013-06-26 14:00 |  | 117.5
2013-06-26 15:00 |  | 109.5
2013-06-26 16:00 |  | 134.5
2013-06-26 17:00 |  | 149.5
2013-06-26 18:00 |  | 178.5
2013-06-26 19:00 |  | 181.5
2013-06-26 20:00 |  | 135.5
2013-06-26 21:00 |  | 129
2013-06-26 22:00 |  | 130.5
2013-06-26 23:00 |  | 99.5
2013-06-27 |  | 98.5
2013-06-27 01:00 |  | 12
2013-06-27 02:00 |  | 7.5
2013-06-27 03:00 |  | 22.5
2013-06-27 04:00 |  | 1
2013-06-27 05:00 |  | 38
2013-06-27 06:00 |  | 27
2013-06-27 07:00 |  | 67.5
2013-06-27 08:00 |  | 78
2013-06-27 09:00 |  | 96
2013-06-27 10:00 |  | 56.5
2013-06-27 11:00 |  | 31
2013-06-27 12:00 |  | 15.5
2013-06-27 13:00 |  | 12
2013-06-27 14:00 |  | 3.5
2013-06-27 15:00 |  | 10.5
2013-06-27 16:00 |  | 16.5
2013-06-27 17:00 |  | 13.5
2013-06-27 18:00 |  | 14.5
2013-06-27 19:00 |  | 11
2013-06-27 20:00 |  | 13.5
2013-06-27 21:00 |  | 22.5
2013-06-27 22:00 |  | 24.5
2013-06-27 23:00 |  | 19
2013-06-28 |  | 15
2013-06-28 01:00 |  | 5
2013-06-28 02:00 |  | 13.5
2013-06-28 03:00 |  | 14.5
2013-06-28 04:00 |  | 5
2013-06-28 05:00 |  | 9.5
2013-06-28 06:00 |  | 7.5
2013-06-28 07:00 |  | 8.5
2013-06-28 08:00 |  | 8.5
2013-06-28 09:00 |  | 13
2013-06-28 10:00 |  | 2.5
2013-06-28 11:00 |  | 3.5
2013-06-28 12:00 |  | 5
2013-06-28 13:00 |  | 13.5
2013-06-28 14:00 |  | 10
2013-06-28 15:00 |  | 13
2013-06-28 16:00 |  | 26
2013-06-28 17:00 |  | 21
2013-06-28 18:00 |  | 16
2013-06-28 19:00 |  | 20.5
2013-06-28 20:00 |  | 23.5
2013-06-28 21:00 |  | 18
2013-06-28 22:00 |  | 13
2013-06-28 23:00 |  | 9
2013-06-29 |  | 21
2013-06-29 01:00 |  | 20
2013-06-29 02:00 |  | 7.5
2013-06-29 03:00 |  | 13
2013-06-29 04:00 |  | 37.5
2013-06-29 05:00 |  | 24.5
2013-06-29 06:00 |  | 19.5
2013-06-29 07:00 |  | 15.5
2013-06-29 08:00 |  | 40.5
2013-06-29 09:00 |  | 30
2013-06-29 10:00 |  | 20.5
2013-06-29 11:00 |  | 30
2013-06-29 12:00 |  | 36
2013-06-29 13:00 |  | 22
2013-06-29 14:00 |  | 22
2013-06-29 15:00 |  | 23.5
2013-06-29 16:00 |  | 18
2013-06-29 17:00 |  | 27
2013-06-29 18:00 |  | 58.5
2013-06-29 19:00 |  | 116
2013-06-29 20:00 |  | 50.5
2013-06-29 21:00 |  | 59
2013-06-29 22:00 |  | 88
2013-06-29 23:00 |  | 121.5
2013-06-30 |  | 105
2013-06-30 01:00 |  | 95.5
2013-06-30 02:00 |  | 70
2013-06-30 03:00 |  | 63.5
2013-06-30 04:00 |  | 44
2013-06-30 05:00 |  | 45.5
2013-06-30 06:00 |  | 35
2013-06-30 07:00 |  | 37.5
2013-06-30 08:00 |  | 39
2013-06-30 09:00 |  | 21.5
2013-06-30 10:00 |  | 28.5
2013-06-30 11:00 |  | 36
2013-06-30 12:00 |  | 34
2013-06-30 13:00 |  | 14.5
2013-06-30 14:00 |  | 18
2013-06-30 15:00 |  | 20.5
2013-06-30 16:00 |  | 10
2013-06-30 17:00 |  | 26.5
2013-06-30 18:00 |  | 68
2013-06-30 19:00 |  | 135.5
2013-06-30 20:00 |  | 71
2013-06-30 21:00 |  | 87.5
2013-06-30 22:00 |  | 122.5
2013-06-30 23:00 |  | 106
2013-07-01 |  | 58.5
2013-07-01 01:00 |  | 48
2013-07-01 02:00 |  | 36.5
2013-07-01 03:00 |  | 30.5
2013-07-01 04:00 |  | 28
2013-07-01 05:00 |  | 34
2013-07-01 06:00 |  | 55
2013-07-01 07:00 |  | 80
2013-07-01 08:00 |  | 126
2013-07-01 09:00 |  | 78.5
2013-07-01 10:00 |  | 55.5
2013-07-01 11:00 |  | 45
2013-07-01 12:00 |  | 51
2013-07-01 13:00 |  | 37.5
2013-07-01 14:00 |  | 62.5
2013-07-01 15:00 |  | 108
2013-07-01 16:00 |  | 105.5
2013-07-01 17:00 |  | 107.5
2013-07-01 18:00 |  | 134.5
2013-07-01 19:00 |  | 162.5
2013-07-01 20:00 |  | 134
2013-07-01 21:00 |  | 76.5
2013-07-01 22:00 |  | 73.5
2013-07-01 23:00 |  | 112
2013-07-02 |  | 67
2013-07-02 01:00 |  | 47
2013-07-02 02:00 |  | 35.5
2013-07-02 03:00 |  | 37
2013-07-02 04:00 |  | 20.5
2013-07-02 05:00 |  | 26
2013-07-02 06:00 |  | 41
2013-07-02 07:00 |  | 94
2013-07-02 08:00 |  | 144
2013-07-02 09:00 |  | 128
2013-07-02 10:00 |  | 129
2013-07-02 11:00 |  | 83
2013-07-02 12:00 |  | 70.5
2013-07-02 13:00 |  | 49.5
2013-07-02 14:00 |  | 90.5
2013-07-02 15:00 |  | 120
2013-07-02 16:00 |  | 174.5
2013-07-02 17:00 |  | 119.5
2013-07-02 18:00 |  | 71.5
2013-07-02 19:00 |  | 31
2013-07-02 20:00 |  | 52.5
2013-07-02 21:00 |  | 77.5
2013-07-02 22:00 |  | 88
2013-07-02 23:00 |  | 72.5
2013-07-03 |  | 52.5
2013-07-03 01:00 |  | 53.5
2013-07-03 02:00 |  | 62.5
2013-07-03 03:00 |  | 55
2013-07-03 04:00 |  | 48.5
2013-07-03 05:00 |  | 46.5
2013-07-03 06:00 |  | 61
2013-07-03 07:00 |  | 97
2013-07-03 08:00 |  | 118.5
2013-07-03 09:00 |  | 79
2013-07-03 10:00 |  | 103
2013-07-03 11:00 |  | 128
2013-07-03 12:00 |  | 128.5
2013-07-03 13:00 |  | 116.5
2013-07-03 14:00 |  | 155.5
2013-07-03 15:00 |  | 196.5
2013-07-03 16:00 |  | 210.5
2013-07-03 17:00 |  | 236
2013-07-03 18:00 |  | 201
2013-07-03 19:00 |  | 196
2013-07-03 20:00 |  | 208.5
2013-07-03 21:00 |  | 96.5
2013-07-03 22:00 |  | 71.5
2013-07-03 23:00 |  | 56.5
2013-07-04 |  | 46
2013-07-04 01:00 |  | 42
2013-07-04 02:00 |  | 41.5
2013-07-04 03:00 |  | 36.5
2013-07-04 04:00 |  | 50
2013-07-04 05:00 |  | 79.5
2013-07-04 06:00 |  | 85
2013-07-04 07:00 |  | 92.5
2013-07-04 08:00 |  | 91
2013-07-04 09:00 |  | 58.5
2013-07-04 10:00 |  | 73.5
2013-07-04 11:00 |  | 66.5
2013-07-04 12:00 |  | 75.5
2013-07-04 13:00 |  | 76
2013-07-04 14:00 |  | 70.5
2013-07-04 15:00 |  | 52
2013-07-04 16:00 |  | 30.5
2013-07-04 17:00 |  | 52
2013-07-04 18:00 |  | 78
2013-07-04 19:00 |  | 85
2013-07-04 20:00 |  | 152
2013-07-04 21:00 |  | 163
2013-07-04 22:00 |  | 180
2013-07-04 23:00 |  | 123
2013-07-05 |  | 73
2013-07-05 01:00 |  | 121
2013-07-05 02:00 |  | 112
2013-07-05 03:00 |  | 67
2013-07-05 04:00 |  | 61
2013-07-05 05:00 |  | 54.5
2013-07-05 06:00 |  | 62.5
2013-07-05 07:00 |  | 88
2013-07-05 08:00 |  | 114.5
2013-07-05 09:00 |  | 108
2013-07-05 10:00 |  | 110.5
2013-07-05 11:00 |  | 60
2013-07-05 12:00 |  | 28
2013-07-05 13:00 |  | 17
2013-07-05 14:00 |  | 20
2013-07-05 15:00 |  | 36
2013-07-05 16:00 |  | 27.5
2013-07-05 17:00 |  | 24.5
2013-07-05 18:00 |  | 40
2013-07-05 19:00 |  | 29
2013-07-05 20:00 |  | 57
2013-07-05 21:00 |  | 97
2013-07-05 22:00 |  | 115
2013-07-05 23:00 |  | 107
2013-07-06 |  | 95.5
2013-07-06 01:00 |  | 85
2013-07-06 02:00 |  | 87
2013-07-06 03:00 |  | 51.5
2013-07-06 04:00 |  | 47
2013-07-06 05:00 |  | 19
2013-07-06 06:00 |  | 32.5
2013-07-06 07:00 |  | 35.5
2013-07-06 08:00 |  | 55.5
2013-07-06 09:00 |  | 71
2013-07-06 10:00 |  | 80.5
2013-07-06 11:00 |  | 39.5
2013-07-06 12:00 |  | 38
2013-07-06 13:00 |  | 44.5
2013-07-06 14:00 |  | 74.5
2013-07-06 15:00 |  | 90.5
2013-07-06 16:00 |  | 101.5
2013-07-06 17:00 |  | 158.5
2013-07-06 18:00 |  | 198.5
2013-07-06 19:00 |  | 233
2013-07-06 20:00 |  | 237.5
2013-07-06 21:00 |  | 210
2013-07-06 22:00 |  | 222
2013-07-06 23:00 |  | 181
2013-07-07 |  | 143.5
2013-07-07 01:00 |  | 105
2013-07-07 02:00 |  | 51.5
2013-07-07 03:00 |  | 22
2013-07-07 04:00 |  | 2
2013-07-07 05:00 |  | 33.5
2013-07-07 06:00 |  | 29.5
2013-07-07 07:00 |  | 18.5
2013-07-07 08:00 |  | 20.5
2013-07-07 09:00 |  | 35.5
2013-07-07 10:00 |  | 23
2013-07-07 11:00 |  | 23.5
2013-07-07 12:00 |  | 20
2013-07-07 13:00 |  | 17
2013-07-07 14:00 |  | 41
2013-07-07 15:00 |  | 65
2013-07-07 16:00 |  | 66.5
2013-07-07 17:00 |  | 100
2013-07-07 18:00 |  | 150
2013-07-07 19:00 |  | 182
2013-07-07 20:00 |  | 177
2013-07-07 21:00 |  | 202.5
2013-07-07 22:00 |  | 180
2013-07-07 23:00 |  | 167.5
2013-07-08 |  | 127
2013-07-08 01:00 |  | 94
2013-07-08 02:00 |  | 56
2013-07-08 03:00 |  | 36.5
2013-07-08 04:00 |  | 31
2013-07-08 05:00 |  | 45.5
2013-07-08 06:00 |  | 47
2013-07-08 07:00 |  | 34
2013-07-08 08:00 |  | 33.5
2013-07-08 09:00 |  | 33.5
2013-07-08 10:00 |  | 29
2013-07-08 11:00 |  | 36.5
2013-07-08 12:00 |  | 67
2013-07-08 13:00 |  | 77.5
2013-07-08 14:00 |  | 91
2013-07-08 15:00 |  | 119
2013-07-08 16:00 |  | 78
2013-07-08 17:00 |  | 81.5
2013-07-08 18:00 |  | 109
2013-07-08 19:00 |  | 137
2013-07-08 20:00 |  | 210
2013-07-08 21:00 |  | 174.5
2013-07-08 22:00 |  | 172.5
2013-07-08 23:00 |  | 120.5
2013-07-09 |  | 113
2013-07-09 01:00 |  | 103.5
2013-07-09 02:00 |  | 97
2013-07-09 03:00 |  | 95.5
2013-07-09 04:00 |  | 84
2013-07-09 05:00 |  | 44
2013-07-09 06:00 |  | 63
2013-07-09 07:00 |  | 71
2013-07-09 08:00 |  | 150.5
2013-07-09 09:00 |  | 154
2013-07-09 10:00 |  | 80.5
2013-07-09 11:00 |  | 54
2013-07-09 12:00 |  | 57.5
2013-07-09 13:00 |  | 70.5
2013-07-09 14:00 |  | 42.5
2013-07-09 15:00 |  | 36
2013-07-09 16:00 |  | 81
2013-07-09 17:00 |  | 111
2013-07-09 18:00 |  | 149
2013-07-09 19:00 |  | 132.5
2013-07-09 20:00 |  | 124.5
2013-07-09 21:00 |  | 75
2013-07-09 22:00 |  | 74
2013-07-09 23:00 |  | 61.5
2013-07-10 |  | 35.5
2013-07-10 01:00 |  | 31.5
2013-07-10 02:00 |  | 21
2013-07-10 03:00 |  | 24
2013-07-10 04:00 |  | 18
2013-07-10 05:00 |  | 14.5
2013-07-10 06:00 |  | 32
2013-07-10 07:00 |  | 65
2013-07-10 08:00 |  | 69
2013-07-10 09:00 |  | 79.5
2013-07-10 10:00 |  | 114.5
2013-07-10 11:00 |  | 115
2013-07-10 12:00 |  | 98.5
2013-07-10 13:00 |  | 66.5
2013-07-10 14:00 |  | 49.5
2013-07-10 15:00 |  | 21
2013-07-10 16:00 |  | 45.5
2013-07-10 17:00 |  | 54.5
2013-07-10 18:00 |  | 92.5
2013-07-10 19:00 |  | 135
2013-07-10 20:00 |  | 138
2013-07-10 21:00 |  | 147.5
2013-07-10 22:00 |  | 34
2013-07-10 23:00 |  | 39
2013-07-11 |  | 52.5
2013-07-11 01:00 |  | 36
2013-07-11 02:00 |  | 12.5
2013-07-11 03:00 |  | 14.5
2013-07-11 04:00 |  | 16
2013-07-11 05:00 |  | 6.5
2013-07-11 06:00 |  | 16.5
2013-07-11 07:00 |  | 28.5
2013-07-11 08:00 |  | 50.5
2013-07-11 09:00 |  | 35.5
2013-07-11 10:00 |  | 76.5
2013-07-11 11:00 |  | 61.5
2013-07-11 12:00 |  | 52
2013-07-11 13:00 |  | 36
2013-07-11 14:00 |  | 41
2013-07-11 15:00 |  | 28.5
2013-07-11 16:00 |  | 44
2013-07-11 17:00 |  | 55.5
2013-07-11 18:00 |  | 71
2013-07-11 19:00 |  | 128.5
2013-07-11 20:00 |  | 73
2013-07-11 21:00 |  | 100.5
2013-07-11 22:00 |  | 108
2013-07-11 23:00 |  | 122.5
2013-07-12 |  | 117
2013-07-12 01:00 |  | 66
2013-07-12 02:00 |  | 53.5
2013-07-12 03:00 |  | 43.5
2013-07-12 04:00 |  | 40.5
2013-07-12 05:00 |  | 37.5
2013-07-12 06:00 |  | 42.5
2013-07-12 07:00 |  | 71
2013-07-12 08:00 |  | 109
2013-07-12 09:00 |  | 81.5
2013-07-12 10:00 |  | 78
2013-07-12 11:00 |  | 86.5
2013-07-12 12:00 |  | 93.5
2013-07-12 13:00 |  | 44.5
2013-07-12 14:00 |  | 19
2013-07-12 15:00 |  | 27.5
2013-07-12 16:00 |  | 42.5
2013-07-12 17:00 |  | 107
2013-07-12 18:00 |  | 118.5
2013-07-12 19:00 |  | 134.5
2013-07-12 20:00 |  | 157.5
2013-07-12 21:00 |  | 181.5
2013-07-12 22:00 |  | 161
2013-07-12 23:00 |  | 66.5
2013-07-13 |  | 89.5
2013-07-13 01:00 |  | 72
2013-07-13 02:00 |  | 54.5
2013-07-13 03:00 |  | 48
2013-07-13 04:00 |  | 45
2013-07-13 05:00 |  | 36.5
2013-07-13 06:00 |  | 40.5
2013-07-13 07:00 |  | 64.5
2013-07-13 08:00 |  | 69.5
2013-07-13 09:00 |  | 66
2013-07-13 10:00 |  | 36.5
2013-07-13 11:00 |  | 82.5
2013-07-13 12:00 |  | 63.5
2013-07-13 13:00 |  | 65.5
2013-07-13 14:00 |  | 35.5
2013-07-13 15:00 |  | 36
2013-07-13 16:00 |  | 32.5
2013-07-13 17:00 |  | 74.5
2013-07-13 18:00 |  | 162
2013-07-13 19:00 |  | 191.5
2013-07-13 20:00 |  | 174
2013-07-13 21:00 |  | 175
2013-07-13 22:00 |  | 225
2013-07-13 23:00 |  | 138
2013-07-14 |  | 135.5
2013-07-14 01:00 |  | 79
2013-07-14 02:00 |  | 78
2013-07-14 03:00 |  | 40.5
2013-07-14 04:00 |  | 33.5
2013-07-14 05:00 |  | 34
2013-07-14 06:00 |  | 33.5
2013-07-14 07:00 |  | 34
2013-07-14 08:00 |  | 35.5
2013-07-14 09:00 |  | 49.5
2013-07-14 10:00 |  | 44
2013-07-14 11:00 |  | 48.5
2013-07-14 12:00 |  | 55
2013-07-14 13:00 |  | 45
2013-07-14 14:00 |  | 45
2013-07-14 15:00 |  | 34.5
2013-07-14 16:00 |  | 9
2013-07-14 17:00 |  | 32.5
2013-07-14 18:00 |  | 99.5
2013-07-14 19:00 |  | 121
2013-07-14 20:00 |  | 118.5
2013-07-14 21:00 |  | 95.5
2013-07-14 22:00 |  | 159.5
2013-07-14 23:00 |  | 132.5
2013-07-15 |  | 82
2013-07-15 01:00 |  | 47
2013-07-15 02:00 |  | 48.5
2013-07-15 03:00 |  | 42.5
2013-07-15 04:00 |  | 31
2013-07-15 05:00 |  | 31
2013-07-15 06:00 |  | 41
2013-07-15 07:00 |  | 68.5
2013-07-15 08:00 |  | 95.5
2013-07-15 09:00 |  | 70.5
2013-07-15 10:00 |  | 51.5
2013-07-15 11:00 |  | 77.5
2013-07-15 12:00 |  | 61
2013-07-15 13:00 |  | 69.5
2013-07-15 14:00 |  | 59.5
2013-07-15 15:00 |  | 54.5
2013-07-15 16:00 |  | 109.5
2013-07-15 17:00 |  | 118
2013-07-15 18:00 |  | 169
2013-07-15 19:00 |  | 139
2013-07-15 20:00 |  | 147.5
2013-07-15 21:00 |  | 175
2013-07-15 22:00 |  | 226
2013-07-15 23:00 |  | 200.5
2013-07-16 |  | 131
2013-07-16 01:00 |  | 124.5
2013-07-16 02:00 |  | 75.5
2013-07-16 03:00 |  | 57.5
2013-07-16 04:00 |  | 50.5
2013-07-16 05:00 |  | 53
2013-07-16 06:00 |  | 55
2013-07-16 07:00 |  | 65
2013-07-16 08:00 |  | 74.5
2013-07-16 09:00 |  | 71
2013-07-16 10:00 |  | 55.5
2013-07-16 11:00 |  | 55
2013-07-16 12:00 |  | 56.5
2013-07-16 13:00 |  | 65
2013-07-16 14:00 |  | 85.5
2013-07-16 15:00 |  | 54.5
2013-07-16 16:00 |  | 26.5
2013-07-16 17:00 |  | 33.5
2013-07-16 18:00 |  | 72.5
2013-07-16 19:00 |  | 100
2013-07-16 20:00 |  | 161
2013-07-16 21:00 |  | 127.5
2013-07-16 22:00 |  | 158
2013-07-16 23:00 |  | 147.5
2013-07-17 |  | 96.5
2013-07-17 01:00 |  | 58.5
2013-07-17 02:00 |  | 34
2013-07-17 03:00 |  | 32.5
2013-07-17 04:00 |  | 22.5
2013-07-17 05:00 |  | 11.5
2013-07-17 06:00 |  | 42
2013-07-17 07:00 |  | 69
2013-07-17 08:00 |  | 84
2013-07-17 09:00 |  | 53.5
2013-07-17 10:00 |  | 71.5
2013-07-17 11:00 |  | 56.5
2013-07-17 12:00 |  | 43
2013-07-17 13:00 |  | 73.5
2013-07-17 14:00 |  | 91
2013-07-17 15:00 |  | 89
2013-07-17 16:00 |  | 83.5
2013-07-17 17:00 |  | 113
2013-07-17 18:00 |  | 115
2013-07-17 19:00 |  | 95.5
2013-07-17 20:00 |  | 141
2013-07-17 21:00 |  | 116.5
2013-07-17 22:00 |  | 151.5
2013-07-17 23:00 |  | 100.5
2013-07-18 |  | 80.5
2013-07-18 01:00 |  | 72.5
2013-07-18 02:00 |  | 68.5
2013-07-18 03:00 |  | 68
2013-07-18 04:00 |  | 63
2013-07-18 05:00 |  | 51
2013-07-18 06:00 |  | 44
2013-07-18 07:00 |  | 71.5
2013-07-18 08:00 |  | 104.5
2013-07-18 09:00 |  | 139.5
2013-07-18 10:00 |  | 150.5
2013-07-18 11:00 |  | 114
2013-07-18 12:00 |  | 92.5
2013-07-18 13:00 |  | 71.5
2013-07-18 14:00 |  | 82.5
2013-07-18 15:00 |  | 92.5
2013-07-18 16:00 |  | 67
2013-07-18 17:00 |  | 76
2013-07-18 18:00 |  | 62
2013-07-18 19:00 |  | 59.5
2013-07-18 20:00 |  | 52
2013-07-18 21:00 |  | 52.5
2013-07-18 22:00 |  | 77
2013-07-18 23:00 |  | 57
2013-07-19 |  | 47
2013-07-19 01:00 |  | 43
2013-07-19 02:00 |  | 51.5
2013-07-19 03:00 |  | 41
2013-07-19 04:00 |  | 35
2013-07-19 05:00 |  | 29.5
2013-07-19 06:00 |  | 33.5
2013-07-19 07:00 |  | 33
2013-07-19 08:00 |  | 23.5
2013-07-19 09:00 |  | 35
2013-07-19 10:00 |  | 42
2013-07-19 11:00 |  | 43.5
2013-07-19 12:00 |  | 57
2013-07-19 13:00 |  | 66.5
2013-07-19 14:00 |  | 53
2013-07-19 15:00 |  | 37.5
2013-07-19 16:00 |  | 95.5
2013-07-19 17:00 |  | 112
2013-07-19 18:00 |  | 60.5
2013-07-19 19:00 |  | 49.5
2013-07-19 20:00 |  | 42
2013-07-19 21:00 |  | 44.5
2013-07-19 22:00 |  | 45.5
2013-07-19 23:00 |  | 53
2013-07-20 |  | 58
2013-07-20 01:00 |  | 56
2013-07-20 02:00 |  | 52.5
2013-07-20 03:00 |  | 57.5
2013-07-20 04:00 |  | 39.5
2013-07-20 05:00 |  | 37
2013-07-20 06:00 |  | 37.5
2013-07-20 07:00 |  | 33
2013-07-20 08:00 |  | 43
2013-07-20 09:00 |  | 68
2013-07-20 10:00 |  | 58
2013-07-20 11:00 |  | 56.5
2013-07-20 12:00 |  | 37
2013-07-20 13:00 |  | 30
2013-07-20 14:00 |  | 28
2013-07-20 15:00 |  | 44
2013-07-20 16:00 |  | 23
2013-07-20 17:00 |  | 40
2013-07-20 18:00 |  | 11
2013-07-20 19:00 |  | 12.5
2013-07-20 20:00 |  | 12.5
2013-07-20 21:00 |  | 16
2013-07-20 22:00 |  | 11.5
2013-07-20 23:00 |  | 9
2013-07-21 |  | 12
2013-07-21 01:00 |  | 12.5
2013-07-21 02:00 |  | 29
2013-07-21 03:00 |  | 24
2013-07-21 04:00 |  | 18.5
2013-07-21 05:00 |  | 18
2013-07-21 06:00 |  | 10
2013-07-21 07:00 |  | 14.5
2013-07-21 08:00 |  | 41
2013-07-21 09:00 |  | 13.5
2013-07-21 10:00 |  | 8.5
2013-07-21 11:00 |  | 13.5
2013-07-21 12:00 |  | 12
2013-07-21 13:00 |  | 12
2013-07-21 14:00 |  | 11
2013-07-21 15:00 |  | 14.5
2013-07-21 16:00 |  | 16.5
2013-07-21 17:00 |  | 14.5
2013-07-21 18:00 |  | 41
2013-07-21 19:00 |  | 33
2013-07-21 20:00 |  | 38.5
2013-07-21 21:00 |  | 22.5
2013-07-21 22:00 |  | 43
2013-07-21 23:00 |  | 14.5
2013-07-22 |  | 35
2013-07-22 01:00 |  | 35.5
2013-07-22 02:00 |  | 26
2013-07-22 03:00 |  | 27.5
2013-07-22 04:00 |  | 26.5
2013-07-22 05:00 |  | 30
2013-07-22 06:00 |  | 48
2013-07-22 07:00 |  | 68
2013-07-22 08:00 |  | 74
2013-07-22 09:00 |  | 52.5
2013-07-22 10:00 |  | 14.5
2013-07-22 11:00 |  | 24.5
2013-07-22 12:00 |  | 54
2013-07-22 13:00 |  | 54
2013-07-22 14:00 |  | 70
2013-07-22 15:00 |  | 24
2013-07-22 16:00 |  | 42
2013-07-22 17:00 |  | 139.5
2013-07-22 18:00 |  | 149
2013-07-22 19:00 |  | 96.5
2013-07-22 20:00 |  | 44.5
2013-07-22 21:00 |  | 36.5
2013-07-22 22:00 |  | 46.5
2013-07-22 23:00 |  | 62
2013-07-23 |  | 20
2013-07-23 01:00 |  | 9
2013-07-23 02:00 |  | 16
2013-07-23 03:00 |  | 11.5
2013-07-23 04:00 |  | 19.5
2013-07-23 05:00 |  | 21.5
2013-07-23 06:00 |  | 40
2013-07-23 07:00 |  | 98.5
2013-07-23 08:00 |  | 137
2013-07-23 09:00 |  | 98.5
2013-07-23 10:00 |  | 49
2013-07-23 11:00 |  | 71
2013-07-23 12:00 |  | 49.5
2013-07-23 13:00 |  | 49.5
2013-07-23 14:00 |  | 129
2013-07-23 15:00 |  | 119.5
2013-07-23 16:00 |  | 92.5
2013-07-23 17:00 |  | 108
2013-07-23 18:00 |  | 111
2013-07-23 19:00 |  | 318.5
2013-07-23 20:00 |  | 123
2013-07-23 21:00 |  | 182
2013-07-23 22:00 |  | 142.5
2013-07-23 23:00 |  | 152
2013-07-24 |  | 112.5
2013-07-24 01:00 |  | 81.5
2013-07-24 02:00 |  | 57.5
2013-07-24 03:00 |  | 56
2013-07-24 04:00 |  | 48
2013-07-24 05:00 |  | 52
2013-07-24 06:00 |  | 79
2013-07-24 07:00 |  | 129
2013-07-24 08:00 |  | 136.5
2013-07-24 09:00 |  | 68
2013-07-24 10:00 |  | 86
2013-07-24 11:00 |  | 77
2013-07-24 12:00 |  | 59.5
2013-07-24 13:00 |  | 63.5
2013-07-24 14:00 |  | 65
2013-07-24 15:00 |  | 125.5
2013-07-24 16:00 |  | 183
2013-07-24 17:00 |  | 119.5
2013-07-24 18:00 |  | 203.5
2013-07-24 19:00 |  | 206.5
2013-07-24 20:00 |  | 143.5
2013-07-24 21:00 |  | 140
2013-07-24 22:00 |  | 135
2013-07-24 23:00 |  | 121
2013-07-25 |  | 91.5
2013-07-25 01:00 |  | 67
2013-07-25 02:00 |  | 54
2013-07-25 03:00 |  | 50
2013-07-25 04:00 |  | 50
2013-07-25 05:00 |  | 46.5
2013-07-25 06:00 |  | 67
2013-07-25 07:00 |  | 122
2013-07-25 08:00 |  | 175
2013-07-25 09:00 |  | 99
2013-07-25 10:00 |  | 118
2013-07-25 11:00 |  | 123
2013-07-25 12:00 |  | 124.5
2013-07-25 13:00 |  | 160.5
2013-07-25 14:00 |  | 141.5
2013-07-25 15:00 |  | 130
2013-07-25 16:00 |  | 102
2013-07-25 17:00 |  | 125
2013-07-25 18:00 |  | 103
2013-07-25 19:00 |  | 90
2013-07-25 20:00 |  | 85.5
2013-07-25 21:00 |  | 65
2013-07-25 22:00 |  | 59
2013-07-25 23:00 |  | 46.5
2013-07-26 |  | 45
2013-07-26 01:00 |  | 55
2013-07-26 02:00 |  | 43.5
2013-07-26 03:00 |  | 39
2013-07-26 04:00 |  | 36.5
2013-07-26 05:00 |  | 56.5
2013-07-26 06:00 |  | 60.5
2013-07-26 07:00 |  | 45.5
2013-07-26 08:00 |  | 84
2013-07-26 09:00 |  | 88.5
2013-07-26 10:00 |  | 66.5
2013-07-26 11:00 |  | 31.5
2013-07-26 12:00 |  | 20
2013-07-26 13:00 |  | 19
2013-07-26 14:00 |  | 22.5
2013-07-26 15:00 |  | 19.5
2013-07-26 16:00 |  | 20.5
2013-07-26 17:00 |  | 25.5
2013-07-26 18:00 |  | 34.5
2013-07-26 19:00 |  | 57
2013-07-26 20:00 |  | 82.5
2013-07-26 21:00 |  | 102
2013-07-26 22:00 |  | 83.5
2013-07-26 23:00 |  | 96.5
2013-07-27 |  | 106.5
2013-07-27 01:00 |  | 78.5
2013-07-27 02:00 |  | 51.5
2013-07-27 03:00 |  | 44
2013-07-27 04:00 |  | 43
2013-07-27 05:00 |  | 32
2013-07-27 06:00 |  | 35
2013-07-27 07:00 |  | 52.5
2013-07-27 08:00 |  | 82.5
2013-07-27 09:00 |  | 56.5
2013-07-27 10:00 |  | 50
2013-07-27 11:00 |  | 23.5
2013-07-27 12:00 |  | 57.5
2013-07-27 13:00 |  | 62
2013-07-27 14:00 |  | 75.5
2013-07-27 15:00 |  | 76
2013-07-27 16:00 |  | 100.5
2013-07-27 17:00 |  | 115
2013-07-27 18:00 |  | 72.5
2013-07-27 19:00 |  | 88.5
2013-07-27 20:00 |  | 90
2013-07-27 21:00 |  | 157.5
2013-07-27 22:00 |  | 137.5
2013-07-27 23:00 |  | 126
2013-07-28 |  | 191.5
2013-07-28 01:00 |  | 206.5
2013-07-28 02:00 |  | 154.5
2013-07-28 03:00 |  | 133.5
2013-07-28 04:00 |  | 102
2013-07-28 05:00 |  | 86.5
2013-07-28 06:00 |  | 85
2013-07-28 07:00 |  | 72
2013-07-28 08:00 |  | 82.5
2013-07-28 09:00 |  | 100.5
2013-07-28 10:00 |  | 73.5
2013-07-28 11:00 |  | 52.5
2013-07-28 12:00 |  | 97.5
2013-07-28 13:00 |  | 97.5
2013-07-28 14:00 |  | 31
2013-07-28 15:00 |  | 80.5
2013-07-28 16:00 |  | 46
2013-07-28 17:00 |  | 65.5
2013-07-28 18:00 |  | 104.5
2013-07-28 19:00 |  | 119
2013-07-28 20:00 |  | 139
2013-07-28 21:00 |  | 111
2013-07-28 22:00 |  | 117
2013-07-28 23:00 |  | 79.5
2013-07-29 |  | 61.5
2013-07-29 01:00 |  | 35.5
2013-07-29 02:00 |  | 31
2013-07-29 03:00 |  | 19
2013-07-29 04:00 |  | 11.5
2013-07-29 05:00 |  | 16.5
2013-07-29 06:00 |  | 38
2013-07-29 07:00 |  | 90.5
2013-07-29 08:00 |  | 167.5
2013-07-29 09:00 |  | 81.5
2013-07-29 10:00 |  | 32.5
2013-07-29 11:00 |  | 29
2013-07-29 12:00 |  | 29
2013-07-29 13:00 |  | 39.5
2013-07-29 14:00 |  | 2.e | 2.e
2013-07-29 15:00 |  | 64.5
2013-07-29 16:00 |  | 46
2013-07-29 17:00 |  | 26.5
2013-07-29 18:00 |  | 24
2013-07-29 19:00 |  | 41
2013-07-29 20:00 |  | 45
2013-07-29 21:00 |  | 50.5
2013-07-29 22:00 |  | 54
2013-07-29 23:00 |  | 45.5
2013-07-30 |  | 37.5
2013-07-30 01:00 |  | 14.5
2013-07-30 02:00 |  | 30.5
2013-07-30 03:00 |  | 49
2013-07-30 04:00 |  | 14
2013-07-30 05:00 |  | 17
2013-07-30 06:00 |  | 19
2013-07-30 07:00 |  | 14
2013-07-30 08:00 |  | 17.5
2013-07-30 09:00 |  | 16
2013-07-30 10:00 |  | 21.5
2013-07-30 11:00 |  | 25
2013-07-30 12:00 |  | 26
2013-07-30 13:00 |  | 28.5
2013-07-30 14:00 |  | 36.5
2013-07-30 15:00 |  | 39.5
2013-07-30 16:00 |  | 42.5
2013-07-30 17:00 |  | 49
2013-07-30 18:00 |  | 63.5
2013-07-30 19:00 |  | 79.5
2013-07-30 20:00 |  | 88.5
2013-07-30 21:00 |  | 95.5
2013-07-30 22:00 |  | 86
2013-07-30 23:00 |  | 81
2013-07-31 |  | 59
2013-07-31 01:00 |  | 32
2013-07-31 02:00 |  | 52.5
2013-07-31 03:00 |  | 31
2013-07-31 04:00 |  | 20.5
2013-07-31 05:00 |  | 19.5
2013-07-31 06:00 |  | 28
2013-07-31 07:00 |  | 65.5
2013-07-31 08:00 |  | 82
2013-07-31 09:00 |  | 54.5
2013-07-31 10:00 |  | 57.5
2013-07-31 11:00 |  | 68
2013-07-31 12:00 |  | 74
2013-07-31 13:00 |  | 70.5
2013-07-31 14:00 |  | 70.5
2013-07-31 15:00 |  | 46.5
2013-07-31 16:00 |  | 55.5
2013-07-31 17:00 |  | 63.5
2013-07-31 18:00 |  | 73
2013-07-31 19:00 |  | 76
2013-07-31 20:00 |  | 93
2013-07-31 21:00 |  | 108
2013-07-31 22:00 |  | 58.5
2013-07-31 23:00 |  | 54.5
2013-08-01 |  | 51.5
2013-08-01 01:00 |  | 28.5
2013-08-01 02:00 |  | 20
2013-08-01 03:00 |  | 17
2013-08-01 04:00 |  | 16
2013-08-01 05:00 |  | 15.5
2013-08-01 06:00 |  | 29
2013-08-01 07:00 |  | 45
2013-08-01 08:00 |  | 75.5
2013-08-01 09:00 |  | 62.5
2013-08-01 10:00 |  | 57
2013-08-01 11:00 |  | 85
2013-08-01 12:00 |  | 70.5
2013-08-01 13:00 |  | 78
2013-08-01 14:00 |  | 63
2013-08-01 15:00 |  | 70.5
2013-08-01 16:00 |  | 67.5
2013-08-01 17:00 |  | 47
2013-08-01 18:00 |  | 45
2013-08-01 19:00 |  | 49.5
2013-08-01 20:00 |  | 53.5
2013-08-01 21:00 |  | 52
2013-08-01 22:00 |  | 78
2013-08-01 23:00 |  | 76
2013-08-02 |  | 69
2013-08-02 01:00 |  | 72
2013-08-02 02:00 |  | 68
2013-08-02 03:00 |  | 35.5
2013-08-02 04:00 |  | 33
2013-08-02 05:00 |  | 42
2013-08-02 06:00 |  | 46
2013-08-02 07:00 |  | 71
2013-08-02 08:00 |  | 133
2013-08-02 09:00 |  | 64.5
2013-08-02 10:00 |  | 56.5
2013-08-02 11:00 |  | 55
2013-08-02 12:00 |  | 69.5
2013-08-02 13:00 |  | 76
2013-08-02 14:00 |  | 91.5
2013-08-02 15:00 |  | 100.5
2013-08-02 16:00 |  | 85.5
2013-08-02 17:00 |  | 72
2013-08-02 18:00 |  | 114
2013-08-02 19:00 |  | 95.5
2013-08-02 20:00 |  | 126.5
2013-08-02 21:00 |  | 159
2013-08-02 22:00 |  | 68
2013-08-02 23:00 |  | 45.5
2013-08-03 |  | 33
2013-08-03 01:00 |  | 20.5
2013-08-03 02:00 |  | 25
2013-08-03 03:00 |  | 34
2013-08-03 04:00 |  | 37.5
2013-08-03 05:00 |  | 37.5
2013-08-03 06:00 |  | 43.5
2013-08-03 07:00 |  | 53.5
2013-08-03 08:00 |  | 56.5
2013-08-03 09:00 |  | 38
2013-08-03 10:00 |  | 129.5
2013-08-03 11:00 |  | 130
2013-08-03 12:00 |  | 57
2013-08-03 13:00 |  | 51
2013-08-03 14:00 |  | 37
2013-08-03 15:00 |  | 35.5
2013-08-03 16:00 |  | 26.5
2013-08-03 17:00 |  | 27
2013-08-03 18:00 |  | 53
2013-08-03 19:00 |  | 93
2013-08-03 20:00 |  | 120.5
2013-08-03 21:00 |  | 159
2013-08-03 22:00 |  | 163.5
2013-08-03 23:00 |  | 102
2013-08-04 |  | 80
2013-08-04 01:00 |  | 59.5
2013-08-04 02:00 |  | 64
2013-08-04 03:00 |  | 72
2013-08-04 04:00 |  | 56
2013-08-04 05:00 |  | 51.5
2013-08-04 06:00 |  | 52
2013-08-04 07:00 |  | 37
2013-08-04 08:00 |  | 40
2013-08-04 09:00 |  | 37
2013-08-04 10:00 |  | 62
2013-08-04 11:00 |  | 74
2013-08-04 12:00 |  | 70.5
2013-08-04 13:00 |  | 50.5
2013-08-04 14:00 |  | 58
2013-08-04 15:00 |  | 65.5
2013-08-04 16:00 |  | 69
2013-08-04 17:00 |  | 67
2013-08-04 18:00 |  | 57.5
2013-08-04 19:00 |  | 45
2013-08-04 20:00 |  | 39.5
2013-08-04 21:00 |  | 86.5
2013-08-04 22:00 |  | 112.5
2013-08-04 23:00 |  | 43.5
2013-08-05 |  | 71.5
2013-08-05 01:00 |  | 82.5
2013-08-05 02:00 |  | 60.5
2013-08-05 03:00 |  | 42
2013-08-05 04:00 |  | 30
2013-08-05 05:00 |  | 22
2013-08-05 06:00 |  | 48
2013-08-05 07:00 |  | 105.5
2013-08-05 08:00 |  | 164
2013-08-05 09:00 |  | 101.5
2013-08-05 10:00 |  | 78.5
2013-08-05 11:00 |  | 60
2013-08-05 12:00 |  | 75.5
2013-08-05 13:00 |  | 66.5
2013-08-05 14:00 |  | 69.5
2013-08-05 15:00 |  | 64.5
2013-08-05 16:00 |  | 55.5
2013-08-05 17:00 |  | 67
2013-08-05 18:00 |  | 83.5
2013-08-05 19:00 |  | 140.5
2013-08-05 20:00 |  | 124.5
2013-08-05 21:00 |  | 116.5
2013-08-05 22:00 |  | 113
2013-08-05 23:00 |  | 79.5
2013-08-06 |  | 74.5
2013-08-06 01:00 |  | 59.5
2013-08-06 02:00 |  | 42.5
2013-08-06 03:00 |  | 35
2013-08-06 04:00 |  | 35.5
2013-08-06 05:00 |  | 37.5
2013-08-06 06:00 |  | 62
2013-08-06 07:00 |  | 106
2013-08-06 08:00 |  | 114
2013-08-06 09:00 |  | 102
2013-08-06 10:00 |  | 173
2013-08-06 11:00 |  | 180
2013-08-06 12:00 |  | 145.5
2013-08-06 13:00 |  | 203.5
2013-08-06 14:00 |  | 127.5
2013-08-06 15:00 |  | 181.5
2013-08-06 16:00 |  | 186
2013-08-06 17:00 |  | 273.5
2013-08-06 18:00 |  | 207.5
2013-08-06 19:00 |  | 197
2013-08-06 20:00 |  | 183
2013-08-06 21:00 |  | 225.5
2013-08-06 22:00 |  | 200.5
2013-08-06 23:00 |  | 140.5
2013-08-07 |  | 76
2013-08-07 01:00 |  | 17.5
2013-08-07 02:00 |  | 19.5
2013-08-07 03:00 |  | 18
2013-08-07 04:00 |  | 84.5
2013-08-07 05:00 |  | 43.5
2013-08-07 06:00 |  | 20.5
2013-08-07 07:00 |  | 7
2013-08-07 08:00 |  | 5.5
2013-08-07 09:00 |  | 3
2013-08-07 10:00 |  | 11.5
2013-08-07 11:00 |  | 16.5
2013-08-07 12:00 |  | 9
2013-08-07 13:00 |  | 4
2013-08-07 14:00 |  | 3
2013-08-07 15:00 |  | 1
2013-08-07 16:00 |  | 2
2013-08-07 17:00 |  | 4.5
2013-08-07 18:00 |  | 11
2013-08-07 19:00 |  | 15
2013-08-07 20:00 |  | 19.5
2013-08-07 21:00 |  | 1
2013-08-07 22:00 |  | 8.5
2013-08-07 23:00 |  | 6
2013-08-08 |  | 10.5
2013-08-08 01:00 |  | 5.5
2013-08-08 02:00 |  | 5
2013-08-08 03:00 |  | 1
2013-08-08 04:00 |  | 6
2013-08-08 05:00 |  | 5.5
2013-08-08 06:00 |  | 9
2013-08-08 07:00 |  | 17.5
2013-08-08 08:00 |  | 39
2013-08-08 09:00 |  | 18
2013-08-08 10:00 |  | 24.5
2013-08-08 11:00 |  | 27.5
2013-08-08 12:00 |  | 29.5
2013-08-08 13:00 |  | 27.5
2013-08-08 14:00 |  | 19.5
2013-08-08 15:00 |  | 16.5
2013-08-08 16:00 |  | 22.5
2013-08-08 17:00 |  | 35
2013-08-08 18:00 |  | 68
2013-08-08 19:00 |  | 39.5
2013-08-08 20:00 |  | 33.5
2013-08-08 21:00 |  | 26
2013-08-08 22:00 |  | 23
2013-08-08 23:00 |  | 34
2013-08-09 |  | 36.5
2013-08-09 01:00 |  | 45.5
2013-08-09 02:00 |  | 38
2013-08-09 03:00 |  | 33.5
2013-08-09 04:00 |  | 23
2013-08-09 05:00 |  | 29.5
2013-08-09 06:00 |  | 52
2013-08-09 07:00 |  | 87.5
2013-08-09 08:00 |  | 148
2013-08-09 09:00 |  | 50
2013-08-09 10:00 |  | 52
2013-08-09 11:00 |  | 64.5
2013-08-09 12:00 |  | 68
2013-08-09 13:00 |  | 62
2013-08-09 14:00 |  | 61
2013-08-09 15:00 |  | 71
2013-08-09 16:00 |  | 39.5
2013-08-09 17:00 |  | 37
2013-08-09 18:00 |  | 101.5
2013-08-09 19:00 |  | 83.5
2013-08-09 20:00 |  | 72.5
2013-08-09 21:00 |  | 113.5
2013-08-09 22:00 |  | 104
2013-08-09 23:00 |  | 79.5
2013-08-10 |  | 55
2013-08-10 01:00 |  | 74
2013-08-10 02:00 |  | 60.5
2013-08-10 03:00 |  | 45
2013-08-10 04:00 |  | 36.5
2013-08-10 05:00 |  | 24.5
2013-08-10 06:00 |  | 47
2013-08-10 07:00 |  | 76
2013-08-10 08:00 |  | 86.5
2013-08-10 09:00 |  | 53.5
2013-08-10 10:00 |  | 47.5
2013-08-10 11:00 |  | 73
2013-08-10 12:00 |  | 82
2013-08-10 13:00 |  | 80.5
2013-08-10 14:00 |  | 20
2013-08-10 15:00 |  | 27.5
2013-08-10 16:00 |  | 25.5
2013-08-10 17:00 |  | 47.5
2013-08-10 18:00 |  | 136
2013-08-10 19:00 |  | 175
2013-08-10 20:00 |  | 194
2013-08-10 21:00 |  | 168.5
2013-08-10 22:00 |  | 130
2013-08-10 23:00 |  | 124
2013-08-11 |  | 104.5
2013-08-11 01:00 |  | 96
2013-08-11 02:00 |  | 72
2013-08-11 03:00 |  | 65
2013-08-11 04:00 |  | 49
2013-08-11 05:00 |  | 42.5
2013-08-11 06:00 |  | 27.5
2013-08-11 07:00 |  | 27.5
2013-08-11 08:00 |  | 43.5
2013-08-11 09:00 |  | 60
2013-08-11 10:00 |  | 59
2013-08-11 11:00 |  | 70
2013-08-11 12:00 |  | 88.5
2013-08-11 13:00 |  | 108.5
2013-08-11 14:00 |  | 73.5
2013-08-11 15:00 |  | 29.5
2013-08-11 16:00 |  | 16
2013-08-11 17:00 |  | 37.5
2013-08-11 18:00 |  | 112.5
2013-08-11 19:00 |  | 107.5
2013-08-11 20:00 |  | 100
2013-08-11 21:00 |  | 62
2013-08-11 22:00 |  | 37.5
2013-08-11 23:00 |  | 54
2013-08-12 |  | 57.5
2013-08-12 01:00 |  | 47.5
2013-08-12 02:00 |  | 53
2013-08-12 03:00 |  | 40.5
2013-08-12 04:00 |  | 40
2013-08-12 05:00 |  | 41.5
2013-08-12 06:00 |  | 29.5
2013-08-12 07:00 |  | 24.5
2013-08-12 08:00 |  | 34
2013-08-12 09:00 |  | 21.5
2013-08-12 10:00 |  | 15
2013-08-12 11:00 |  | 21.5
2013-08-12 12:00 |  | 12.5
2013-08-12 13:00 |  | 13.5
2013-08-12 14:00 |  | 10.5
2013-08-12 15:00 |  | 8.5
2013-08-12 16:00 |  | 29
2013-08-12 17:00 |  | 19
2013-08-12 18:00 |  | 29
2013-08-12 19:00 |  | 40.5
2013-08-12 20:00 |  | 84
2013-08-12 21:00 |  | 43.5
2013-08-12 22:00 |  | 50
2013-08-12 23:00 |  | 26.5
2013-08-13 |  | 17.5
2013-08-13 01:00 |  | 22
2013-08-13 02:00 |  | 11
2013-08-13 03:00 |  | 22
2013-08-13 04:00 |  | 21
2013-08-13 05:00 |  | 22.5
2013-08-13 06:00 |  | 35.5
2013-08-13 07:00 |  | 58.5
2013-08-13 08:00 |  | 86.5
2013-08-13 09:00 |  | 52
2013-08-13 10:00 |  | 34.5
2013-08-13 11:00 |  | 47
2013-08-13 12:00 |  | 65.5
2013-08-13 13:00 |  | 60
2013-08-13 14:00 |  | 21
2013-08-13 15:00 |  | 30.5
2013-08-13 16:00 |  | 23.5
2013-08-13 17:00 |  | 35.5
2013-08-13 18:00 |  | 83
2013-08-13 19:00 |  | 134
2013-08-13 20:00 |  | 133.5
2013-08-13 21:00 |  | 110
2013-08-13 22:00 |  | 117.5
2013-08-13 23:00 |  | 93
2013-08-14 |  | 56
2013-08-14 01:00 |  | 43.5
2013-08-14 02:00 |  | 25.5
2013-08-14 03:00 |  | 28.5
2013-08-14 04:00 |  | 26.5
2013-08-14 05:00 |  | 33
2013-08-14 06:00 |  | 61.5
2013-08-14 07:00 |  | 121
2013-08-14 08:00 |  | 116.5
2013-08-14 09:00 |  | 42.5
2013-08-14 10:00 |  | 72.5
2013-08-14 11:00 |  | 80
2013-08-14 12:00 |  | 101.5
2013-08-14 13:00 |  | 74.5
2013-08-14 14:00 |  | 69
2013-08-14 15:00 |  | 53.5
2013-08-14 16:00 |  | 50.5
2013-08-14 17:00 |  | 76
2013-08-14 18:00 |  | 151
2013-08-14 19:00 |  | 185.5
2013-08-14 20:00 |  | 219.5
2013-08-14 21:00 |  | 213.5
2013-08-14 22:00 |  | 262.5
2013-08-14 23:00 |  | 239
2013-08-15 |  | 160.5
2013-08-15 01:00 |  | 90
2013-08-15 02:00 |  | 79.5
2013-08-15 03:00 |  | 72.5
2013-08-15 04:00 |  | 60.5
2013-08-15 05:00 |  | 53.5
2013-08-15 06:00 |  | 60
2013-08-15 07:00 |  | 65
2013-08-15 08:00 |  | 67
2013-08-15 09:00 |  | 73.5
2013-08-15 10:00 |  | 74.5
2013-08-15 11:00 |  | 81
2013-08-15 12:00 |  | 51
2013-08-15 13:00 |  | 18
2013-08-15 14:00 |  | 16.5
2013-08-15 15:00 |  | 35.5
2013-08-15 16:00 |  | 16.5
2013-08-15 17:00 |  | 22.5
2013-08-15 18:00 |  | 69
2013-08-15 19:00 |  | 123
2013-08-15 20:00 |  | 116
2013-08-15 21:00 |  | 84
2013-08-15 22:00 |  | 105
2013-08-15 23:00 |  | 79.5
2013-08-16 |  | 69.5
2013-08-16 01:00 |  | 54
2013-08-16 02:00 |  | 40
2013-08-16 03:00 |  | 26.5
2013-08-16 04:00 |  | 23.5
2013-08-16 05:00 |  | 42.5
2013-08-16 06:00 |  | 67.5
2013-08-16 07:00 |  | 84
2013-08-16 08:00 |  | 103
2013-08-16 09:00 |  | 61.5
2013-08-16 10:00 |  | 73.5
2013-08-16 11:00 |  | 67.5
2013-08-16 12:00 |  | 70
2013-08-16 13:00 |  | 99
2013-08-16 14:00 |  | 49
2013-08-16 15:00 |  | 32.5
2013-08-16 16:00 |  | 47
2013-08-16 17:00 |  | 39.5
2013-08-16 18:00 |  | 71
2013-08-16 19:00 |  | 111.5
2013-08-16 20:00 |  | 94.5
2013-08-16 21:00 |  | 94.5
2013-08-16 22:00 |  | 107.5
2013-08-16 23:00 |  | 89
2013-08-17 |  | 86
2013-08-17 01:00 |  | 57.5
2013-08-17 02:00 |  | 46.5
2013-08-17 03:00 |  | 53
2013-08-17 04:00 |  | 49
2013-08-17 05:00 |  | 54.5
2013-08-17 06:00 |  | 69
2013-08-17 07:00 |  | 86.5
2013-08-17 08:00 |  | 108
2013-08-17 09:00 |  | 68
2013-08-17 10:00 |  | 88.5
2013-08-17 11:00 |  | 87
2013-08-17 12:00 |  | 81
2013-08-17 13:00 |  | 61
2013-08-17 14:00 |  | 54
2013-08-17 15:00 |  | 29
2013-08-17 16:00 |  | 50
2013-08-17 17:00 |  | 57
2013-08-17 18:00 |  | 40.5
2013-08-17 19:00 |  | 117
2013-08-17 20:00 |  | 101.5
2013-08-17 21:00 |  | 121.5
2013-08-17 22:00 |  | 91.5
2013-08-17 23:00 |  | 65.5
2013-08-18 |  | 37.5
2013-08-18 01:00 |  | 37.5
2013-08-18 02:00 |  | 25
2013-08-18 03:00 |  | 15.5
2013-08-18 04:00 |  | 30
2013-08-18 05:00 |  | 16.5
2013-08-18 06:00 |  | 18.5
2013-08-18 07:00 |  | 17.5
2013-08-18 08:00 |  | 44
2013-08-18 09:00 |  | 70.5
2013-08-18 10:00 |  | 57.5
2013-08-18 11:00 |  | 57.5
2013-08-18 12:00 |  | 63
2013-08-18 13:00 |  | 60
2013-08-18 14:00 |  | 52
2013-08-18 15:00 |  | 55
2013-08-18 16:00 |  | 46
2013-08-18 17:00 |  | 45
2013-08-18 18:00 |  | 50.5
2013-08-18 19:00 |  | 53
2013-08-18 20:00 |  | 57
2013-08-18 21:00 |  | 46.5
2013-08-18 22:00 |  | 44
2013-08-18 23:00 |  | 46.5
2013-08-19 |  | 64
2013-08-19 01:00 |  | 63.5
2013-08-19 02:00 |  | 71.5
2013-08-19 03:00 |  | 64.5
2013-08-19 04:00 |  | 65.5
2013-08-19 05:00 |  | 59.5
2013-08-19 06:00 |  | 56
2013-08-19 07:00 |  | 65
2013-08-19 08:00 |  | 70
2013-08-19 09:00 |  | 86.5
2013-08-19 10:00 |  | 97
2013-08-19 11:00 |  | 106
2013-08-19 12:00 |  | 109
2013-08-19 13:00 |  | 116.5
2013-08-19 14:00 |  | 86
2013-08-19 15:00 |  | 42.5
2013-08-19 16:00 |  | 48.5
2013-08-19 17:00 |  | 76.5
2013-08-19 18:00 |  | 124.5
2013-08-19 19:00 |  | 176.5
2013-08-19 20:00 |  | 227
2013-08-19 21:00 |  | 182
2013-08-19 22:00 |  | 234.5
2013-08-19 23:00 |  | 217.5
2013-08-20 |  | 158
2013-08-20 01:00 |  | 78.5
2013-08-20 02:00 |  | 46.5
2013-08-20 03:00 |  | 50
2013-08-20 04:00 |  | 40.5
2013-08-20 05:00 |  | 22.5
2013-08-20 06:00 |  | 47.5
2013-08-20 07:00 |  | 90.5
2013-08-20 08:00 |  | 77.5
2013-08-20 09:00 |  | 90
2013-08-20 10:00 |  | 78
2013-08-20 11:00 |  | 102
2013-08-20 12:00 |  | 97.5
2013-08-20 13:00 |  | 96
2013-08-20 14:00 |  | 69
2013-08-20 15:00 |  | 78
2013-08-20 16:00 |  | 80
2013-08-20 17:00 |  | 90.5
2013-08-20 18:00 |  | 77
2013-08-20 19:00 |  | 78.5
2013-08-20 20:00 |  | 85.5
2013-08-20 21:00 |  | 118
2013-08-20 22:00 |  | 114
2013-08-20 23:00 |  | 79.5
2013-08-21 |  | 88.5
2013-08-21 01:00 |  | 71.5
2013-08-21 02:00 |  | 70.5
2013-08-21 03:00 |  | 67.5
2013-08-21 04:00 |  | 57
2013-08-21 05:00 |  | 44.5
2013-08-21 06:00 |  | 68
2013-08-21 07:00 |  | 98
2013-08-21 08:00 |  | 105.5
2013-08-21 09:00 |  | 103
2013-08-21 10:00 |  | 91.5
2013-08-21 11:00 |  | 108.5
2013-08-21 12:00 |  | 83
2013-08-21 13:00 |  | 37.5
2013-08-21 14:00 |  | 58
2013-08-21 15:00 |  | 57.5
2013-08-21 16:00 |  | 50
2013-08-21 17:00 |  | 58.5
2013-08-21 18:00 |  | 90
2013-08-21 19:00 |  | 146.5
2013-08-21 20:00 |  | 113
2013-08-21 21:00 |  | 100.5
2013-08-21 22:00 |  | 97
2013-08-21 23:00 |  | 112
2013-08-22 |  | 84.5
2013-08-22 01:00 |  | 53.5
2013-08-22 02:00 |  | 45
2013-08-22 03:00 |  | 49
2013-08-22 04:00 |  | 43.5
2013-08-22 05:00 |  | 47.5
2013-08-22 06:00 |  | 60
2013-08-22 07:00 |  | 113
2013-08-22 08:00 |  | 139.5
2013-08-22 09:00 |  | 92
2013-08-22 10:00 |  | 108.5
2013-08-22 11:00 |  | 153.5
2013-08-22 12:00 |  | 98.5
2013-08-22 13:00 |  | 112
2013-08-22 14:00 |  | 115
2013-08-22 15:00 |  | 85.5
2013-08-22 16:00 |  | 53
2013-08-22 17:00 |  | 71.5
2013-08-22 18:00 |  | 81.5
2013-08-22 19:00 |  | 123
2013-08-22 20:00 |  | 149.5
2013-08-22 21:00 |  | 153
2013-08-22 22:00 |  | 136
2013-08-22 23:00 |  | 161
2013-08-23 |  | 147
2013-08-23 01:00 |  | 114.5
2013-08-23 02:00 |  | 75
2013-08-23 03:00 |  | 71
2013-08-23 04:00 |  | 62
2013-08-23 05:00 |  | 55.5
2013-08-23 06:00 |  | 83.5
2013-08-23 07:00 |  | 131.5
2013-08-23 08:00 |  | 136
2013-08-23 09:00 |  | 147.5
2013-08-23 10:00 |  | 92.5
2013-08-23 11:00 |  | 92.5
2013-08-23 12:00 |  | 96.5
2013-08-23 13:00 |  | 88
2013-08-23 14:00 |  | 87.5
2013-08-23 15:00 |  | 73.5
2013-08-23 16:00 |  | 81.5
2013-08-23 17:00 |  | 79
2013-08-23 18:00 |  | 83
2013-08-23 19:00 |  | 88.5
2013-08-23 20:00 |  | 94
2013-08-23 21:00 |  | 95.5
2013-08-23 22:00 |  | 104.5
2013-08-23 23:00 |  | 84.5
2013-08-24 |  | 85.5
2013-08-24 01:00 |  | 56
2013-08-24 02:00 |  | 67.5
2013-08-24 03:00 |  | 62.5
2013-08-24 04:00 |  | 52
2013-08-24 05:00 |  | 50
2013-08-24 06:00 |  | 51.5
2013-08-24 07:00 |  | 59
2013-08-24 08:00 |  | 57.5
2013-08-24 09:00 |  | 74
2013-08-24 10:00 |  | 58.5
2013-08-24 11:00 |  | 49.5
2013-08-24 12:00 |  | 62
2013-08-24 13:00 |  | 86.5
2013-08-24 14:00 |  | 86.5
2013-08-24 15:00 |  | 89.5
2013-08-24 16:00 |  | 55
2013-08-24 17:00 |  | 47.5
2013-08-24 18:00 |  | 72.5
2013-08-24 19:00 |  | 58.5
2013-08-24 20:00 |  | 102.5
2013-08-24 21:00 |  | 155.5
2013-08-24 22:00 |  | 132.5
2013-08-24 23:00 |  | 89
2013-08-25 |  | 110.5
2013-08-25 01:00 |  | 86.5
2013-08-25 02:00 |  | 77.5
2013-08-25 03:00 |  | 79.5
2013-08-25 04:00 |  | 67.5
2013-08-25 05:00 |  | 66
2013-08-25 06:00 |  | 63.5
2013-08-25 07:00 |  | 52
2013-08-25 08:00 |  | 68.5
2013-08-25 09:00 |  | 74
2013-08-25 10:00 |  | 79
2013-08-25 11:00 |  | 109
2013-08-25 12:00 |  | 74.5
2013-08-25 13:00 |  | 70
2013-08-25 14:00 |  | 82.5
2013-08-25 15:00 |  | 48.5
2013-08-25 16:00 |  | 31.5
2013-08-25 17:00 |  | 41.5
2013-08-25 18:00 |  | 55
2013-08-25 19:00 |  | 62
2013-08-25 20:00 |  | 87
2013-08-25 21:00 |  | 113.5
2013-08-25 22:00 |  | 90
2013-08-25 23:00 |  | 128.5
2013-08-26 |  | 126
2013-08-26 01:00 |  | 72
2013-08-26 02:00 |  | 57
2013-08-26 03:00 |  | 44
2013-08-26 04:00 |  | 48.5
2013-08-26 05:00 |  | 49
2013-08-26 06:00 |  | 62.5
2013-08-26 07:00 |  | 119.5
2013-08-26 08:00 |  | 132.5
2013-08-26 09:00 |  | 93
2013-08-26 10:00 |  | 82.5
2013-08-26 11:00 |  | 87.5
2013-08-26 12:00 |  | 97.5
2013-08-26 13:00 |  | 82.5
2013-08-26 14:00 |  | 65
2013-08-26 15:00 |  | 64
2013-08-26 16:00 |  | 91
2013-08-26 17:00 |  | 106
2013-08-26 18:00 |  | 71.5
2013-08-26 19:00 |  | 67
2013-08-26 20:00 |  | 135
2013-08-26 21:00 |  | 147
2013-08-26 22:00 |  | 139
2013-08-26 23:00 |  | 91
2013-08-27 |  | 82.5
2013-08-27 01:00 |  | 80
2013-08-27 02:00 |  | 55.5
2013-08-27 03:00 |  | 37.5
2013-08-27 04:00 |  | 35.5
2013-08-27 05:00 |  | 41.5
2013-08-27 06:00 |  | 67.5
2013-08-27 07:00 |  | 127.5
2013-08-27 08:00 |  | 114
2013-08-27 09:00 |  | 68.5
2013-08-27 10:00 |  | 85
2013-08-27 11:00 |  | 90.5
2013-08-27 12:00 |  | 69.5
2013-08-27 13:00 |  | 70
2013-08-27 14:00 |  | 74
2013-08-27 15:00 |  | 98.5
2013-08-27 16:00 |  | 61.5
2013-08-27 17:00 |  | 79.5
2013-08-27 18:00 |  | 136
2013-08-27 19:00 |  | 159
2013-08-27 20:00 |  | 110
2013-08-27 21:00 |  | 109
2013-08-27 22:00 |  | 87.5
2013-08-27 23:00 |  | 89
2013-08-28 |  | 86
2013-08-28 01:00 |  | 85.5
2013-08-28 02:00 |  | 63
2013-08-28 03:00 |  | 50
2013-08-28 04:00 |  | 55.5
2013-08-28 05:00 |  | 50.5
2013-08-28 06:00 |  | 64.5
2013-08-28 07:00 |  | 129.5
2013-08-28 08:00 |  | 145
2013-08-28 09:00 |  | 66
2013-08-28 10:00 |  | 76
2013-08-28 11:00 |  | 152
2013-08-28 12:00 |  | 101.5
2013-08-28 13:00 |  | 108.5
2013-08-28 14:00 |  | 115
2013-08-28 15:00 |  | 39
2013-08-28 16:00 |  | 61
2013-08-28 17:00 |  | 127.5
2013-08-28 18:00 |  | 130
2013-08-28 19:00 |  | 188
2013-08-28 20:00 |  | 185
2013-08-28 21:00 |  | 178.5
2013-08-28 22:00 |  | 144.5
2013-08-28 23:00 |  | 113
2013-08-29 |  | 115.5
2013-08-29 01:00 |  | 107
2013-08-29 02:00 |  | 92
2013-08-29 03:00 |  | 71.5
2013-08-29 04:00 |  | 49.5
2013-08-29 05:00 |  | 58
2013-08-29 06:00 |  | 43.5
2013-08-29 07:00 |  | 22.5
2013-08-29 08:00 |  | 26
2013-08-29 09:00 |  | 27.5
2013-08-29 10:00 |  | 69
2013-08-29 11:00 |  | 52.5
2013-08-29 12:00 |  | 71
2013-08-29 13:00 |  | 104.5
2013-08-29 14:00 |  | 102
2013-08-29 15:00 |  | 92.5
2013-08-29 16:00 |  | 79
2013-08-29 17:00 |  | 77
2013-08-29 18:00 |  | 74
2013-08-29 19:00 |  | 65.5
2013-08-29 20:00 |  | 65
2013-08-29 21:00 |  | 105
2013-08-29 22:00 |  | 119
2013-08-29 23:00 |  | 112
2013-08-30 |  | 78
2013-08-30 01:00 |  | 74
2013-08-30 02:00 |  | 74
2013-08-30 03:00 |  | 40.5
2013-08-30 04:00 |  | 31
2013-08-30 05:00 |  | 35.5
2013-08-30 06:00 |  | 31.5
2013-08-30 07:00 |  | 27.5
2013-08-30 08:00 |  | 44
2013-08-30 09:00 |  | 40.5
2013-08-30 10:00 |  | 42.5
2013-08-30 11:00 |  | 51.5
2013-08-30 12:00 |  | 70.5
2013-08-30 13:00 |  | 71.5
2013-08-30 14:00 |  | 45
2013-08-30 15:00 |  | 57
2013-08-30 16:00 |  | 57.5
2013-08-30 17:00 |  | 44
2013-08-30 18:00 |  | 52.5
2013-08-30 19:00 |  | 64
2013-08-30 20:00 |  | 72.5
2013-08-30 21:00 |  | 50
2013-08-30 22:00 |  | 45.5
2013-08-30 23:00 |  | 58.5
2013-08-31 |  | 60
2013-08-31 01:00 |  | 61.5
2013-08-31 02:00 |  | 78
2013-08-31 03:00 |  | 43.5
2013-08-31 04:00 |  | 31
2013-08-31 05:00 |  | 37.5
2013-08-31 06:00 |  | 49
2013-08-31 07:00 |  | 48.5
2013-08-31 08:00 |  | 44.5
2013-08-31 09:00 |  | 49
2013-08-31 10:00 |  | 48
2013-08-31 11:00 |  | 60.5
2013-08-31 12:00 |  | 66
2013-08-31 13:00 |  | 73
2013-08-31 14:00 |  | 68
2013-08-31 15:00 |  | 86.5
2013-08-31 16:00 |  | 60
2013-08-31 17:00 |  | 44
2013-08-31 18:00 |  | 75.5
2013-08-31 19:00 |  | 73
2013-08-31 20:00 |  | 120
2013-08-31 21:00 |  | 141.5
2013-08-31 22:00 |  | 167.5
2013-08-31 23:00 |  | 196.5
2013-09-01 |  | 176.5
2013-09-01 01:00 |  | 190.5
2013-09-01 02:00 |  | 146
2013-09-01 03:00 |  | 92
2013-09-01 04:00 |  | 102.5
2013-09-01 05:00 |  | 93.5
2013-09-01 06:00 |  | 54
2013-09-01 07:00 |  | 78
2013-09-01 08:00 |  | 86.5
2013-09-01 09:00 |  | 57.5
2013-09-01 10:00 |  | 103.5
2013-09-01 11:00 |  | 64
2013-09-01 12:00 |  | 63
2013-09-01 13:00 |  | 48
2013-09-01 14:00 |  | 62
2013-09-01 15:00 |  | 43.5
2013-09-01 16:00 |  | 58.5
2013-09-01 17:00 |  | 85
2013-09-01 18:00 |  | 59.5
2013-09-01 19:00 |  | 69.5
2013-09-01 20:00 |  | 108
2013-09-01 21:00 |  | 72.5
2013-09-01 22:00 |  | 137.5
2013-09-01 23:00 |  | 112
2013-09-02 |  | 81
2013-09-02 01:00 |  | 62
2013-09-02 02:00 |  | 66
2013-09-02 03:00 |  | 52
2013-09-02 04:00 |  | 50.5
2013-09-02 05:00 |  | 46
2013-09-02 06:00 |  | 55
2013-09-02 07:00 |  | 90
2013-09-02 08:00 |  | 155
2013-09-02 09:00 |  | 110
2013-09-02 10:00 |  | 91
2013-09-02 11:00 |  | 85
2013-09-02 12:00 |  | 111
2013-09-02 13:00 |  | 86.5
2013-09-02 14:00 |  | 118.5
2013-09-02 15:00 |  | 104.5
2013-09-02 16:00 |  | 65
2013-09-02 17:00 |  | 17
2013-09-02 18:00 |  | 25.5
2013-09-02 19:00 |  | 49.5
2013-09-02 20:00 |  | 54
2013-09-02 21:00 |  | 71.5
2013-09-02 22:00 |  | 61
2013-09-02 23:00 |  | 55.5
2013-09-03 |  | 63.5
2013-09-03 01:00 |  | 44.5
2013-09-03 02:00 |  | 44.5
2013-09-03 03:00 |  | 38
2013-09-03 04:00 |  | 42
2013-09-03 05:00 |  | 39
2013-09-03 06:00 |  | 44
2013-09-03 07:00 |  | 87
2013-09-03 08:00 |  | 115
2013-09-03 09:00 |  | 39
2013-09-03 10:00 |  | 27.5
2013-09-03 11:00 |  | 22
2013-09-03 12:00 |  | 31.5
2013-09-03 13:00 |  | 72
2013-09-03 14:00 |  | 12.5
2013-09-03 15:00 |  | 38.5
2013-09-03 16:00 |  | 44
2013-09-03 17:00 |  | 44
2013-09-03 18:00 |  | 113.5
2013-09-03 19:00 |  | 78
2013-09-03 20:00 |  | 89.5
2013-09-03 21:00 |  | 112
2013-09-03 22:00 |  | 62
2013-09-03 23:00 |  | 44
2013-09-04 |  | 54.5
2013-09-04 01:00 |  | 25
2013-09-04 02:00 |  | 26
2013-09-04 03:00 |  | 8
2013-09-04 04:00 |  | 15.5
2013-09-04 05:00 |  | 13.5
2013-09-04 06:00 |  | 14.5
2013-09-04 07:00 |  | 54
2013-09-04 08:00 |  | 95
2013-09-04 09:00 |  | 84
2013-09-04 10:00 |  | 88.5
2013-09-04 11:00 |  | 47.5
2013-09-04 12:00 |  | 108
2013-09-04 13:00 |  | 39
2013-09-04 14:00 |  | 11.5
2013-09-04 15:00 |  | 39
2013-09-04 16:00 |  | 77.5
2013-09-04 17:00 |  | 95
2013-09-04 18:00 |  | 84.5
2013-09-04 19:00 |  | 76
2013-09-04 20:00 |  | 75.5
2013-09-04 21:00 |  | 78.5
2013-09-04 22:00 |  | 82.5
2013-09-04 23:00 |  | 98.5
2013-09-05 |  | 93
2013-09-05 01:00 |  | 64.5
2013-09-05 02:00 |  | 57
2013-09-05 03:00 |  | 39
2013-09-05 04:00 |  | 17
2013-09-05 05:00 |  | 22
2013-09-05 06:00 |  | 36.5
2013-09-05 07:00 |  | 82.5
2013-09-05 08:00 |  | 65.5
2013-09-05 09:00 |  | 41.5
2013-09-05 10:00 |  | 55.5
2013-09-05 11:00 |  | 82.5
2013-09-05 12:00 |  | 93.5
2013-09-05 13:00 |  | 32.5
2013-09-05 14:00 |  | 41.5
2013-09-05 15:00 |  | 66
2013-09-05 16:00 |  | 91
2013-09-05 17:00 |  | 120.5
2013-09-05 18:00 |  | 77.5
2013-09-05 19:00 |  | 127.5
2013-09-05 20:00 |  | 127
2013-09-05 21:00 |  | 135.5
2013-09-05 22:00 |  | 96
2013-09-05 23:00 |  | 58.5
2013-09-06 |  | 86.5
2013-09-06 01:00 |  | 59.5
2013-09-06 02:00 |  | 76
2013-09-06 03:00 |  | 63.5
2013-09-06 04:00 |  | 52.5
2013-09-06 05:00 |  | 46
2013-09-06 06:00 |  | 52
2013-09-06 07:00 |  | 66
2013-09-06 08:00 |  | 85
2013-09-06 09:00 |  | 102
2013-09-06 10:00 |  | 112
2013-09-06 11:00 |  | 116
2013-09-06 12:00 |  | 72
2013-09-06 13:00 |  | 131.5
2013-09-06 14:00 |  | 86
2013-09-06 15:00 |  | 74.5
2013-09-06 16:00 |  | 104
2013-09-06 17:00 |  | 137
2013-09-06 18:00 |  | 188.5
2013-09-06 19:00 |  | 128
2013-09-06 20:00 |  | 85
2013-09-06 21:00 |  | 83
2013-09-06 22:00 |  | 64
2013-09-06 23:00 |  | 43
2013-09-07 |  | 39.5
2013-09-07 01:00 |  | 30.5
2013-09-07 02:00 |  | 20.5
2013-09-07 03:00 |  | 20.5
2013-09-07 04:00 |  | 2
2013-09-07 05:00 |  | 4.5
2013-09-07 06:00 |  | 17.5
2013-09-07 07:00 |  | 6.5
2013-09-07 08:00 |  | 27
2013-09-07 09:00 |  | 46.5
2013-09-07 10:00 |  | 21
2013-09-07 11:00 |  | 29
2013-09-07 12:00 |  | 32
2013-09-07 13:00 |  | 33.5
2013-09-07 14:00 |  | 5
2013-09-07 15:00 |  | 11
2013-09-07 16:00 |  | 34
2013-09-07 17:00 |  | 44
2013-09-07 18:00 |  | 61
2013-09-07 19:00 |  | 126.5
2013-09-07 20:00 |  | 114.5
2013-09-07 21:00 |  | 171
2013-09-07 22:00 |  | 216.5
2013-09-07 23:00 |  | 208.5
2013-09-08 |  | 184
2013-09-08 01:00 |  | 91
2013-09-08 02:00 |  | 45
2013-09-08 03:00 |  | 44
2013-09-08 04:00 |  | 37.5
2013-09-08 05:00 |  | 21
2013-09-08 06:00 |  | 27
2013-09-08 07:00 |  | 20
2013-09-08 08:00 |  | 46.5
2013-09-08 09:00 |  | 49.5
2013-09-08 10:00 |  | 65.5
2013-09-08 11:00 |  | 41
2013-09-08 12:00 |  | 41
2013-09-08 13:00 |  | 54.5
2013-09-08 14:00 |  | 77
2013-09-08 15:00 |  | 22
2013-09-08 16:00 |  | 31.5
2013-09-08 17:00 |  | 45
2013-09-08 18:00 |  | 63.5
2013-09-08 19:00 |  | 105
2013-09-08 20:00 |  | 78
2013-09-08 21:00 |  | 49.5
2013-09-08 22:00 |  | 32
2013-09-08 23:00 |  | 34
2013-09-09 |  | 31
2013-09-09 01:00 |  | 34.5
2013-09-09 02:00 |  | 33
2013-09-09 03:00 |  | 32.5
2013-09-09 04:00 |  | 36
2013-09-09 05:00 |  | 28
2013-09-09 06:00 |  | 82.5
2013-09-09 07:00 |  | 157.5
2013-09-09 08:00 |  | 127.5
2013-09-09 09:00 |  | 36.5
2013-09-09 10:00 |  | 58.5
2013-09-09 11:00 |  | 49
2013-09-09 12:00 |  | 49
2013-09-09 13:00 |  | 36
2013-09-09 14:00 |  | 30.5
2013-09-09 15:00 |  | 25
2013-09-09 16:00 |  | 56.5
2013-09-09 17:00 |  | 53.5
2013-09-09 18:00 |  | 45.5
2013-09-09 19:00 |  | 42
2013-09-09 20:00 |  | 44.5
2013-09-09 21:00 |  | 37.5
2013-09-09 22:00 |  | 39
2013-09-09 23:00 |  | 32
2013-09-10 |  | 50.5
2013-09-10 01:00 |  | 69.5
2013-09-10 02:00 |  | 45
2013-09-10 03:00 |  | 27
2013-09-10 04:00 |  | 20
2013-09-10 05:00 |  | 42.5
2013-09-10 06:00 |  | 45.5
2013-09-10 07:00 |  | 54.5
2013-09-10 08:00 |  | 49.5
2013-09-10 09:00 |  | 43
2013-09-10 10:00 |  | 49
2013-09-10 11:00 |  | 64.5
2013-09-10 12:00 |  | 89
2013-09-10 13:00 |  | 67.5
2013-09-10 14:00 |  | 45
2013-09-10 15:00 |  | 48
2013-09-10 16:00 |  | 53.5
2013-09-10 17:00 |  | 34.5
2013-09-10 18:00 |  | 33
2013-09-10 19:00 |  | 30
2013-09-10 20:00 |  | 19.5
2013-09-10 21:00 |  | 18.5
2013-09-10 22:00 |  | 19
2013-09-10 23:00 |  | 19.5
2013-09-11 |  | 18
2013-09-11 01:00 |  | 19.5
2013-09-11 02:00 |  | 28
2013-09-11 03:00 |  | 21
2013-09-11 04:00 |  | 22
2013-09-11 05:00 |  | 36.5
2013-09-11 06:00 |  | 34.5
2013-09-11 07:00 |  | 20.5
2013-09-11 08:00 |  | 31
2013-09-11 09:00 |  | 19.5
2013-09-11 10:00 |  | 21
2013-09-11 11:00 |  | 19.5
2013-09-11 12:00 |  | 21
2013-09-11 13:00 |  | 26
2013-09-11 14:00 |  | 54
2013-09-11 15:00 |  | 22.5
2013-09-11 16:00 |  | 14
2013-09-11 17:00 |  | 25.5
2013-09-11 18:00 |  | 20
2013-09-11 19:00 |  | 30
2013-09-11 20:00 |  | 23.5
2013-09-11 21:00 |  | 13
2013-09-11 22:00 |  | 16.5
2013-09-11 23:00 |  | 18.5
2013-09-12 |  | 9
2013-09-12 01:00 |  | 13.5
2013-09-12 02:00 |  | 11
2013-09-12 03:00 |  | 8.5
2013-09-12 04:00 |  | 16.5
2013-09-12 05:00 |  | 24.5
2013-09-12 06:00 |  | 32
2013-09-12 07:00 |  | 74.5
2013-09-12 08:00 |  | 32
2013-09-12 09:00 |  | 47
2013-09-12 10:00 |  | 54
2013-09-12 11:00 |  | 38.5
2013-09-12 12:00 |  | 38.5
2013-09-12 13:00 |  | 9.5
2013-09-12 14:00 |  | 35.5
2013-09-12 15:00 |  | 55.5
2013-09-12 16:00 |  | 54
2013-09-12 17:00 |  | 45.5
2013-09-12 18:00 |  | 33
2013-09-12 19:00 |  | 28
2013-09-12 20:00 |  | 73
2013-09-12 21:00 |  | 38.5
2013-09-12 22:00 |  | 13
2013-09-12 23:00 |  | 10.5
2013-09-13 |  | 19.5
2013-09-13 01:00 |  | 19
2013-09-13 02:00 |  | 21
2013-09-13 03:00 |  | 19
2013-09-13 04:00 |  | 27
2013-09-13 05:00 |  | 55
2013-09-13 06:00 |  | 69.5
2013-09-13 07:00 |  | 91.5
2013-09-13 08:00 |  | 47.5
2013-09-13 09:00 |  | 75.5
2013-09-13 10:00 |  | 69.5
2013-09-13 11:00 |  | 2.e | 2.e
2013-09-13 12:00 |  | 46.5
2013-09-13 13:00 |  | 49.5
2013-09-13 14:00 |  | 63
2013-09-13 15:00 |  | 75.5
2013-09-13 16:00 |  | 59
2013-09-13 17:00 |  | 57
2013-09-13 18:00 |  | 48
2013-09-13 19:00 |  | 68.5
2013-09-13 20:00 |  | 59.5
2013-09-13 21:00 |  | 47
2013-09-13 22:00 |  | 68.5
2013-09-13 23:00 |  | 42
2013-09-14 |  | 65
2013-09-14 01:00 |  | 72
2013-09-14 02:00 |  | 59.5
2013-09-14 03:00 |  | 40.5
2013-09-14 04:00 |  | 41.5
2013-09-14 05:00 |  | 39.5
2013-09-14 06:00 |  | 63.5
2013-09-14 07:00 |  | 86
2013-09-14 08:00 |  | 55.5
2013-09-14 09:00 |  | 44.5
2013-09-14 10:00 |  | 47.5
2013-09-14 11:00 |  | 62
2013-09-14 12:00 |  | 53
2013-09-14 13:00 |  | 37.5
2013-09-14 14:00 |  | 29
2013-09-14 15:00 |  | 28
2013-09-14 16:00 |  | 23.5
2013-09-14 17:00 |  | 36
2013-09-14 18:00 |  | 46.5
2013-09-14 19:00 |  | 29.5
2013-09-14 20:00 |  | 23.5
2013-09-14 21:00 |  | 22.5
2013-09-14 22:00 |  | 18.5
2013-09-14 23:00 |  | 19
2013-09-15 |  | 23
2013-09-15 01:00 |  | 21.5
2013-09-15 02:00 |  | 20.5
2013-09-15 03:00 |  | 19
2013-09-15 04:00 |  | 19.5
2013-09-15 05:00 |  | 21.5
2013-09-15 06:00 |  | 20.5
2013-09-15 07:00 |  | 24
2013-09-15 08:00 |  | 17.5
2013-09-15 09:00 |  | 27.5
2013-09-15 10:00 |  | 29
2013-09-15 11:00 |  | 35
2013-09-15 12:00 |  | 35
2013-09-15 13:00 |  | 33.5
2013-09-15 14:00 |  | 24.5
2013-09-15 15:00 |  | 22
2013-09-15 16:00 |  | 19.5
2013-09-15 17:00 |  | 25
2013-09-15 18:00 |  | 28
2013-09-15 19:00 |  | 25
2013-09-15 20:00 |  | 26
2013-09-15 21:00 |  | 23
2013-09-15 22:00 |  | 19
2013-09-15 23:00 |  | 33
2013-09-16 |  | 24
2013-09-16 01:00 |  | 19
2013-09-16 02:00 |  | 24.5
2013-09-16 03:00 |  | 23.5
2013-09-16 04:00 |  | 23.5
2013-09-16 05:00 |  | 18
2013-09-16 06:00 |  | 23
2013-09-16 07:00 |  | 26.5
2013-09-16 08:00 |  | 27.5
2013-09-16 09:00 |  | 26
2013-09-16 10:00 |  | 24
2013-09-16 11:00 |  | 33
2013-09-16 12:00 |  | 27.5
2013-09-16 13:00 |  | 18.5
2013-09-16 14:00 |  | 26
2013-09-16 15:00 |  | 22.5
2013-09-16 16:00 |  | 37
2013-09-16 17:00 |  | 25
2013-09-16 18:00 |  | 22.5
2013-09-16 19:00 |  | 25.5
2013-09-16 20:00 |  | 20.5
2013-09-16 21:00 |  | 24
2013-09-16 22:00 |  | 30
2013-09-16 23:00 |  | 25
2013-09-17 |  | 26.5
2013-09-17 01:00 |  | 28
2013-09-17 02:00 |  | 18.5
2013-09-17 03:00 |  | 43.5
2013-09-17 04:00 |  | 19.5
2013-09-17 05:00 |  | 23.5
2013-09-17 06:00 |  | 58
2013-09-17 07:00 |  | 60
2013-09-17 08:00 |  | 38.5
2013-09-17 09:00 |  | 38.5
2013-09-17 10:00 |  | 41.5
2013-09-17 11:00 |  | 41
2013-09-17 12:00 |  | 34.5
2013-09-17 13:00 |  | 25.5
2013-09-17 14:00 |  | 30
2013-09-17 15:00 |  | 22.5
2013-09-17 16:00 |  | 30
2013-09-17 17:00 |  | 36
2013-09-17 18:00 |  | 33
2013-09-17 19:00 |  | 63
2013-09-17 20:00 |  | 140
2013-09-17 21:00 |  | 87.5
2013-09-17 22:00 |  | 77.5
2013-09-17 23:00 |  | 54.5
2013-09-18 |  | 51.5
2013-09-18 01:00 |  | 20.5
2013-09-18 02:00 |  | 28
2013-09-18 03:00 |  | 44.5
2013-09-18 04:00 |  | 21
2013-09-18 05:00 |  | 30.5
2013-09-18 06:00 |  | 39.5
2013-09-18 07:00 |  | 44
2013-09-18 08:00 |  | 34.5
2013-09-18 09:00 |  | 30.5
2013-09-18 10:00 |  | 35.5
2013-09-18 11:00 |  | 39
2013-09-18 12:00 |  | 43.5
2013-09-18 13:00 |  | 26
2013-09-18 14:00 |  | 30
2013-09-18 15:00 |  | 30.5
2013-09-18 16:00 |  | 35.5
2013-09-18 17:00 |  | 39.5
2013-09-18 18:00 |  | 34
2013-09-18 19:00 |  | 53.5
2013-09-18 20:00 |  | 69.5
2013-09-18 21:00 |  | 152
2013-09-18 22:00 |  | 127
2013-09-18 23:00 |  | 57
2013-09-19 |  | 35
2013-09-19 01:00 |  | 42
2013-09-19 02:00 |  | 36.5
2013-09-19 03:00 |  | 49.5
2013-09-19 04:00 |  | 37.5
2013-09-19 05:00 |  | 32
2013-09-19 06:00 |  | 27.5
2013-09-19 07:00 |  | 37
2013-09-19 08:00 |  | 47.5
2013-09-19 09:00 |  | 60
2013-09-19 10:00 |  | 62
2013-09-19 11:00 |  | 69
2013-09-19 12:00 |  | 39.5
2013-09-19 13:00 |  | 38
2013-09-19 14:00 |  | 33.5
2013-09-19 15:00 |  | 41.5
2013-09-19 16:00 |  | 37.5
2013-09-19 17:00 |  | 38
2013-09-19 18:00 |  | 44.5
2013-09-19 19:00 |  | 38
2013-09-19 20:00 |  | 48.5
2013-09-19 21:00 |  | 51.5
2013-09-19 22:00 |  | 54.5
2013-09-19 23:00 |  | 64
2013-09-20 |  | 41.5
2013-09-20 01:00 |  | 36.5
2013-09-20 02:00 |  | 35
2013-09-20 03:00 |  | 39
2013-09-20 04:00 |  | 53
2013-09-20 05:00 |  | 59
2013-09-20 06:00 |  | 51
2013-09-20 07:00 |  | 50
2013-09-20 08:00 |  | 46
2013-09-20 09:00 |  | 36.5
2013-09-20 10:00 |  | 33
2013-09-20 11:00 |  | 30.5
2013-09-20 12:00 |  | 36
2013-09-20 13:00 |  | 26.5
2013-09-20 14:00 |  | 27.5
2013-09-20 15:00 |  | 26
2013-09-20 16:00 |  | 15
2013-09-20 17:00 |  | 16.5
2013-09-20 18:00 |  | 25
2013-09-20 19:00 |  | 21
2013-09-20 20:00 |  | 17.5
2013-09-20 21:00 |  | 21
2013-09-20 22:00 |  | 15.5
2013-09-20 23:00 |  | 12
2013-09-21 |  | 13
2013-09-21 01:00 |  | 13
2013-09-21 02:00 |  | 12.5
2013-09-21 03:00 |  | 15
2013-09-21 04:00 |  | 17
2013-09-21 05:00 |  | 8
2013-09-21 06:00 |  | 8.5
2013-09-21 07:00 |  | 8
2013-09-21 08:00 |  | 7.5
2013-09-21 09:00 |  | 6
2013-09-21 10:00 |  | 7
2013-09-21 11:00 |  | 9.5
2013-09-21 12:00 |  | 4
2013-09-21 13:00 |  | 5.5
2013-09-21 14:00 |  | 9.5
2013-09-21 15:00 |  | 7.5
2013-09-21 16:00 |  | 11
2013-09-21 17:00 |  | 13
2013-09-21 18:00 |  | 13.5
2013-09-21 19:00 |  | 19.5
2013-09-21 20:00 |  | 19.5
2013-09-21 21:00 |  | 18
2013-09-21 22:00 |  | 21
2013-09-21 23:00 |  | 14.5
2013-09-22 |  | 12
2013-09-22 01:00 |  | 9.5
2013-09-22 02:00 |  | 10.5
2013-09-22 03:00 |  | 13
2013-09-22 04:00 |  | 11.5
2013-09-22 05:00 |  | 12.5
2013-09-22 06:00 |  | 20.5
2013-09-22 07:00 |  | 29
2013-09-22 08:00 |  | 16
2013-09-22 09:00 |  | 21
2013-09-22 10:00 |  | 18.5
2013-09-22 11:00 |  | 19.5
2013-09-22 12:00 |  | 15
2013-09-22 13:00 |  | 15.5
2013-09-22 14:00 |  | 19
2013-09-22 15:00 |  | 21
2013-09-22 16:00 |  | 21
2013-09-22 17:00 |  | 24
2013-09-22 18:00 |  | 22
2013-09-22 19:00 |  | 56.5
2013-09-22 20:00 |  | 42
2013-09-22 21:00 |  | 50.5
2013-09-22 22:00 |  | 34
2013-09-22 23:00 |  | 38.5
2013-09-23 |  | 34
2013-09-23 01:00 |  | 32
2013-09-23 02:00 |  | 22
2013-09-23 03:00 |  | 24
2013-09-23 04:00 |  | 56.5
2013-09-23 05:00 |  | 62
2013-09-23 06:00 |  | 44.5
2013-09-23 07:00 |  | 47
2013-09-23 08:00 |  | 57.5
2013-09-23 09:00 |  | 50.5
2013-09-23 10:00 |  | 44
2013-09-23 11:00 |  | 49
2013-09-23 12:00 |  | 50.5
2013-09-23 13:00 |  | 58.5
2013-09-23 14:00 |  | 43.5
2013-09-23 15:00 |  | 129.5
2013-09-23 16:00 |  | 67
2013-09-23 17:00 |  | 48
2013-09-23 18:00 |  | 62
2013-09-23 19:00 |  | 58.5
2013-09-23 20:00 |  | 46
2013-09-23 21:00 |  | 34
2013-09-23 22:00 |  | 43.5
2013-09-23 23:00 |  | 37.5
2013-09-24 |  | 34.5
2013-09-24 01:00 |  | 27
2013-09-24 02:00 |  | 21.5
2013-09-24 03:00 |  | 23
2013-09-24 04:00 |  | 29.5
2013-09-24 05:00 |  | 37.5
2013-09-24 06:00 |  | 77.5
2013-09-24 07:00 |  | 95
2013-09-24 08:00 |  | 58
2013-09-24 09:00 |  | 63.5
2013-09-24 10:00 |  | 53.5
2013-09-24 11:00 |  | 76
2013-09-24 12:00 |  | 56.5
2013-09-24 13:00 |  | 78.5
2013-09-24 14:00 |  | 99.5
2013-09-24 15:00 |  | 127
2013-09-24 16:00 |  | 117.5
2013-09-24 17:00 |  | 75.5
2013-09-24 18:00 |  | 51
2013-09-24 19:00 |  | 58.5
2013-09-24 20:00 |  | 63.5
2013-09-24 21:00 |  | 56.5
2013-09-24 22:00 |  | 72.5
2013-09-24 23:00 |  | 75.5
2013-09-25 |  | 66
2013-09-25 01:00 |  | 52.5
2013-09-25 02:00 |  | 43.5
2013-09-25 03:00 |  | 43.5
2013-09-25 04:00 |  | 37.5
2013-09-25 05:00 |  | 58.5
2013-09-25 06:00 |  | 141
2013-09-25 07:00 |  | 137.5
2013-09-25 08:00 |  | 105.5
2013-09-25 09:00 |  | 94.5
2013-09-25 10:00 |  | 73
2013-09-25 11:00 |  | 105
2013-09-25 12:00 |  | 99.5
2013-09-25 13:00 |  | 138
2013-09-25 14:00 |  | 140
2013-09-25 15:00 |  | 107.5
2013-09-25 16:00 |  | 94.5
2013-09-25 17:00 |  | 60
2013-09-25 18:00 |  | 48.5
2013-09-25 19:00 |  | 49.5
2013-09-25 20:00 |  | 41
2013-09-25 21:00 |  | 61
2013-09-25 22:00 |  | 69.5
2013-09-25 23:00 |  | 49
2013-09-26 |  | 38
2013-09-26 01:00 |  | 47
2013-09-26 02:00 |  | 36
2013-09-26 03:00 |  | 41.5
2013-09-26 04:00 |  | 39.5
2013-09-26 05:00 |  | 65.5
2013-09-26 06:00 |  | 99
2013-09-26 07:00 |  | 102.5
2013-09-26 08:00 |  | 92.5
2013-09-26 09:00 |  | 70.5
2013-09-26 10:00 |  | 78
2013-09-26 11:00 |  | 75
2013-09-26 12:00 |  | 90.5
2013-09-26 13:00 |  | 114
2013-09-26 14:00 |  | 82.5
2013-09-26 15:00 |  | 88
2013-09-26 16:00 |  | 83.5
2013-09-26 17:00 |  | 78
2013-09-26 18:00 |  | 68.5
2013-09-26 19:00 |  | 54.5
2013-09-26 20:00 |  | 56.5
2013-09-26 21:00 |  | 64.5
2013-09-26 22:00 |  | 77.5
2013-09-26 23:00 |  | 86.5
2013-09-27 |  | 78
2013-09-27 01:00 |  | 74.5
2013-09-27 02:00 |  | 69.5
2013-09-27 03:00 |  | 67
2013-09-27 04:00 |  | 59.5
2013-09-27 05:00 |  | 75
2013-09-27 06:00 |  | 69
2013-09-27 07:00 |  | 69.5
2013-09-27 08:00 |  | 87.5
2013-09-27 09:00 |  | 86
2013-09-27 10:00 |  | 98
2013-09-27 11:00 |  | 113.5
2013-09-27 12:00 |  | 132.5
2013-09-27 13:00 |  | 238
2013-09-27 14:00 |  | 114.5
2013-09-27 15:00 |  | 149
2013-09-27 16:00 |  | 83
2013-09-27 17:00 |  | 39.5
2013-09-27 18:00 |  | 43.5
2013-09-27 19:00 |  | 40.5
2013-09-27 20:00 |  | 45.5
2013-09-27 21:00 |  | 35
2013-09-27 22:00 |  | 38
2013-09-27 23:00 |  | 37.5
2013-09-28 |  | 37.5
2013-09-28 01:00 |  | 60.5
2013-09-28 02:00 |  | 78.5
2013-09-28 03:00 |  | 54
2013-09-28 04:00 |  | 38
2013-09-28 05:00 |  | 38
2013-09-28 06:00 |  | 54.5
2013-09-28 07:00 |  | 42
2013-09-28 08:00 |  | 44
2013-09-28 09:00 |  | 34.5
2013-09-28 10:00 |  | 36
2013-09-28 11:00 |  | 33.5
2013-09-28 12:00 |  | 25
2013-09-28 13:00 |  | 10
2013-09-28 14:00 |  | 28
2013-09-28 15:00 |  | 24.5
2013-09-28 16:00 |  | 23.5
2013-09-28 17:00 |  | 43
2013-09-28 18:00 |  | 46.5
2013-09-28 19:00 |  | 68.5
2013-09-28 20:00 |  | 76
2013-09-28 21:00 |  | 62.5
2013-09-28 22:00 |  | 50.5
2013-09-28 23:00 |  | 47.5
2013-09-29 |  | 35
2013-09-29 01:00 |  | 36.5
2013-09-29 02:00 |  | 26
2013-09-29 03:00 |  | 29.5
2013-09-29 04:00 |  | 30
2013-09-29 05:00 |  | 31.5
2013-09-29 06:00 |  | 57.5
2013-09-29 07:00 |  | 43.5
2013-09-29 08:00 |  | 32
2013-09-29 09:00 |  | 41.5
2013-09-29 10:00 |  | 41
2013-09-29 11:00 |  | 45.5
2013-09-29 12:00 |  | 47.5
2013-09-29 13:00 |  | 43
2013-09-29 14:00 |  | 37
2013-09-29 15:00 |  | 34
2013-09-29 16:00 |  | 31
2013-09-29 17:00 |  | 44
2013-09-29 18:00 |  | 42
2013-09-29 19:00 |  | 31
2013-09-29 20:00 |  | 31.5
2013-09-29 21:00 |  | 22.5
2013-09-29 22:00 |  | 31.5
2013-09-29 23:00 |  | 52
2013-09-30 |  | 26
2013-09-30 01:00 |  | 24
2013-09-30 02:00 |  | 22
2013-09-30 03:00 |  | 20.5
2013-09-30 04:00 |  | 24
2013-09-30 05:00 |  | 48
2013-09-30 06:00 |  | 83.5
2013-09-30 07:00 |  | 150.5
2013-09-30 08:00 |  | 77
2013-09-30 09:00 |  | 147.5
2013-09-30 10:00 |  | 85
2013-09-30 11:00 |  | 102
2013-09-30 12:00 |  | 69
2013-09-30 13:00 |  | 175.5
2013-09-30 14:00 |  | 101.5
2013-09-30 15:00 |  | 76
2013-09-30 16:00 |  | 66
2013-09-30 17:00 |  | 46.5
2013-09-30 18:00 |  | 54
2013-09-30 19:00 |  | 63.5
2013-09-30 20:00 |  | 61.5
2013-09-30 21:00 |  | 69
2013-09-30 22:00 |  | 67
2013-09-30 23:00 |  | 63
2013-10-01 |  | 60.5
2013-10-01 01:00 |  | 44.5
2013-10-01 02:00 |  | 63
2013-10-01 03:00 |  | 65
2013-10-01 04:00 |  | 42.5
2013-10-01 05:00 |  | 53
2013-10-01 06:00 |  | 103
2013-10-01 07:00 |  | 140.5
2013-10-01 08:00 |  | 71
2013-10-01 09:00 |  | 80
2013-10-01 10:00 |  | 87.5
2013-10-01 11:00 |  | 85
2013-10-01 12:00 |  | 86.5
2013-10-01 13:00 |  | 88.5
2013-10-01 14:00 |  | 77.5
2013-10-01 15:00 |  | 91
2013-10-01 16:00 |  | 72.5
2013-10-01 17:00 |  | 51
2013-10-01 18:00 |  | 57
2013-10-01 19:00 |  | 52
2013-10-01 20:00 |  | 47
2013-10-01 21:00 |  | 66
2013-10-01 22:00 |  | 70
2013-10-01 23:00 |  | 68
2013-10-02 |  | 54
2013-10-02 01:00 |  | 43
2013-10-02 02:00 |  | 44
2013-10-02 03:00 |  | 36.5
2013-10-02 04:00 |  | 35
2013-10-02 05:00 |  | 43
2013-10-02 06:00 |  | 86.5
2013-10-02 07:00 |  | 88.5
2013-10-02 08:00 |  | 97
2013-10-02 09:00 |  | 89
2013-10-02 10:00 |  | 61.5
2013-10-02 11:00 |  | 58.5
2013-10-02 12:00 |  | 69.5
2013-10-02 13:00 |  | 61.5
2013-10-02 14:00 |  | 106
2013-10-02 15:00 |  | 125
2013-10-02 16:00 |  | 80.5
2013-10-02 17:00 |  | 59.5
2013-10-02 18:00 |  | 37
2013-10-02 19:00 |  | 31.5
2013-10-02 20:00 |  | 35.5
2013-10-02 21:00 |  | 29
2013-10-02 22:00 |  | 19.5
2013-10-02 23:00 |  | 38.5
2013-10-03 |  | 30
2013-10-03 01:00 |  | 22
2013-10-03 02:00 |  | 26
2013-10-03 03:00 |  | 53
2013-10-03 04:00 |  | 34
2013-10-03 05:00 |  | 35
2013-10-03 06:00 |  | 55
2013-10-03 07:00 |  | 72
2013-10-03 08:00 |  | 75.5
2013-10-03 09:00 |  | 60.5
2013-10-03 10:00 |  | 60
2013-10-03 11:00 |  | 61
2013-10-03 12:00 |  | 41.5
2013-10-03 13:00 |  | 48.5
2013-10-03 14:00 |  | 75.5
2013-10-03 15:00 |  | 74.5
2013-10-03 16:00 |  | 78
2013-10-03 17:00 |  | 62
2013-10-03 18:00 |  | 64
2013-10-03 19:00 |  | 62.5
2013-10-03 20:00 |  | 70.5
2013-10-03 21:00 |  | 79
2013-10-03 22:00 |  | 61.5
2013-10-03 23:00 |  | 50.5
2013-10-04 |  | 52
2013-10-04 01:00 |  | 52.5
2013-10-04 02:00 |  | 48.5
2013-10-04 03:00 |  | 43.5
2013-10-04 04:00 |  | 43
2013-10-04 05:00 |  | 60.5
2013-10-04 06:00 |  | 111
2013-10-04 07:00 |  | 144
2013-10-04 08:00 |  | 81
2013-10-04 09:00 |  | 61.5
2013-10-04 10:00 |  | 92
2013-10-04 11:00 |  | 73
2013-10-04 12:00 |  | 62
2013-10-04 13:00 |  | 75
2013-10-04 14:00 |  | 82
2013-10-04 15:00 |  | 192
2013-10-04 16:00 |  | 185.5
2013-10-04 17:00 |  | 91.5
2013-10-04 18:00 |  | 82.5
2013-10-04 19:00 |  | 90
2013-10-04 20:00 |  | 139
2013-10-04 21:00 |  | 89
2013-10-04 22:00 |  | 82
2013-10-04 23:00 |  | 79.5
2013-10-05 |  | 46.5
2013-10-05 01:00 |  | 47
2013-10-05 02:00 |  | 42.5
2013-10-05 03:00 |  | 30
2013-10-05 04:00 |  | 42
2013-10-05 05:00 |  | 51
2013-10-05 06:00 |  | 75.5
2013-10-05 07:00 |  | 83
2013-10-05 08:00 |  | 109
2013-10-05 09:00 |  | 85
2013-10-05 10:00 |  | 80
2013-10-05 11:00 |  | 65
2013-10-05 12:00 |  | 71.5
2013-10-05 13:00 |  | 40.5
2013-10-05 14:00 |  | 62
2013-10-05 15:00 |  | 52.5
2013-10-05 16:00 |  | 74
2013-10-05 17:00 |  | 48
2013-10-05 18:00 |  | 57.5
2013-10-05 19:00 |  | 46.5
2013-10-05 20:00 |  | 107.5
2013-10-05 21:00 |  | 99.5
2013-10-05 22:00 |  | 103
2013-10-05 23:00 |  | 155.5
2013-10-06 |  | 130.5
2013-10-06 01:00 |  | 54.5
2013-10-06 02:00 |  | 43.5
2013-10-06 03:00 |  | 38.5
2013-10-06 04:00 |  | 46
2013-10-06 05:00 |  | 37.5
2013-10-06 06:00 |  | 41
2013-10-06 07:00 |  | 48.5
2013-10-06 08:00 |  | 37.5
2013-10-06 09:00 |  | 59.5
2013-10-06 10:00 |  | 71
2013-10-06 11:00 |  | 64
2013-10-06 12:00 |  | 52
2013-10-06 13:00 |  | 81
2013-10-06 14:00 |  | 307.5
2013-10-06 15:00 |  | 216.5
2013-10-06 16:00 |  | 72
2013-10-06 17:00 |  | 36
2013-10-06 18:00 |  | 29.5
2013-10-06 19:00 |  | 25.5
2013-10-06 20:00 |  | 30.5
2013-10-06 21:00 |  | 46.5
2013-10-06 22:00 |  | 35.5
2013-10-06 23:00 |  | 25
2013-10-07 |  | 21
2013-10-07 01:00 |  | 13
2013-10-07 02:00 |  | 12.5
2013-10-07 03:00 |  | 16.5
2013-10-07 04:00 |  | 18
2013-10-07 05:00 |  | 34.5
2013-10-07 06:00 |  | 47.5
2013-10-07 07:00 |  | 56.5
2013-10-07 08:00 |  | 74.5
2013-10-07 09:00 |  | 85
2013-10-07 10:00 |  | 83
2013-10-07 11:00 |  | 79.5
2013-10-07 12:00 |  | 93.5
2013-10-07 13:00 |  | 86
2013-10-07 14:00 |  | 89.5
2013-10-07 15:00 |  | 130
2013-10-07 16:00 |  | 194.5
2013-10-07 17:00 |  | 79.5
2013-10-07 18:00 |  | 39
2013-10-07 19:00 |  | 41
2013-10-07 20:00 |  | 68.5
2013-10-07 21:00 |  | 85.5
2013-10-07 22:00 |  | 68
2013-10-07 23:00 |  | 66
2013-10-08 |  | 61
2013-10-08 01:00 |  | 54.5
2013-10-08 02:00 |  | 43
2013-10-08 03:00 |  | 60
2013-10-08 04:00 |  | 65.5
2013-10-08 05:00 |  | 48
2013-10-08 06:00 |  | 47.5
2013-10-08 07:00 |  | 80.5
2013-10-08 08:00 |  | 103.5
2013-10-08 09:00 |  | 108.5
2013-10-08 10:00 |  | 129.5
2013-10-08 11:00 |  | 112
2013-10-08 12:00 |  | 118
2013-10-08 13:00 |  | 106
2013-10-08 14:00 |  | 95.5
2013-10-08 15:00 |  | 104
2013-10-08 16:00 |  | 75.5
2013-10-08 17:00 |  | 73.5
2013-10-08 18:00 |  | 51
2013-10-08 19:00 |  | 47.5
2013-10-08 20:00 |  | 48
2013-10-08 21:00 |  | 62.5
2013-10-08 22:00 |  | 61.5
2013-10-08 23:00 |  | 52
2013-10-09 |  | 47.5
2013-10-09 01:00 |  | 45.5
2013-10-09 02:00 |  | 39
2013-10-09 03:00 |  | 34
2013-10-09 04:00 |  | 43
2013-10-09 05:00 |  | 45
2013-10-09 06:00 |  | 104
2013-10-09 07:00 |  | 173.5
2013-10-09 08:00 |  | 71
2013-10-09 09:00 |  | 85
2013-10-09 10:00 |  | 87
2013-10-09 11:00 |  | 73.5
2013-10-09 12:00 |  | 51
2013-10-09 13:00 |  | 89.5
2013-10-09 14:00 |  | 110
2013-10-09 15:00 |  | 213.5
2013-10-09 16:00 |  | 143
2013-10-09 17:00 |  | 109
2013-10-09 18:00 |  | 53.5
2013-10-09 19:00 |  | 39.5
2013-10-09 20:00 |  | 82.5
2013-10-09 21:00 |  | 121
2013-10-09 22:00 |  | 73
2013-10-09 23:00 |  | 56.5
2013-10-10 |  | 45
2013-10-10 01:00 |  | 32
2013-10-10 02:00 |  | 35
2013-10-10 03:00 |  | 34
2013-10-10 04:00 |  | 30
2013-10-10 05:00 |  | 54.5
2013-10-10 06:00 |  | 128.5
2013-10-10 07:00 |  | 126
2013-10-10 08:00 |  | 106
2013-10-10 09:00 |  | 77.5
2013-10-10 10:00 |  | 93
2013-10-10 11:00 |  | 86.5
2013-10-10 12:00 |  | 34
2013-10-10 13:00 |  | 136.5
2013-10-10 14:00 |  | 143.5
2013-10-10 15:00 |  | 108
2013-10-10 16:00 |  | 148.5
2013-10-10 17:00 |  | 102
2013-10-10 18:00 |  | 69.5
2013-10-10 19:00 |  | 63
2013-10-10 20:00 |  | 80.5
2013-10-10 21:00 |  | 107
2013-10-10 22:00 |  | 95.5
2013-10-10 23:00 |  | 75.5
2013-10-11 |  | 74.5
2013-10-11 01:00 |  | 64.5
2013-10-11 02:00 |  | 46
2013-10-11 03:00 |  | 41.5
2013-10-11 04:00 |  | 43
2013-10-11 05:00 |  | 66.5
2013-10-11 06:00 |  | 106
2013-10-11 07:00 |  | 81.5
2013-10-11 08:00 |  | 79.5
2013-10-11 09:00 |  | 89
2013-10-11 10:00 |  | 92
2013-10-11 11:00 |  | 83
2013-10-11 12:00 |  | 71.5
2013-10-11 13:00 |  | 78
2013-10-11 14:00 |  | 118.5
2013-10-11 15:00 |  | 161
2013-10-11 16:00 |  | 89
2013-10-11 17:00 |  | 94
2013-10-11 18:00 |  | 59
2013-10-11 19:00 |  | 52.5
2013-10-11 20:00 |  | 45.5
2013-10-11 21:00 |  | 49
2013-10-11 22:00 |  | 42
2013-10-11 23:00 |  | 50
2013-10-12 |  | 57
2013-10-12 01:00 |  | 53.5
2013-10-12 02:00 |  | 41
2013-10-12 03:00 |  | 35
2013-10-12 04:00 |  | 38.5
2013-10-12 05:00 |  | 42
2013-10-12 06:00 |  | 75.5
2013-10-12 07:00 |  | 61.5
2013-10-12 08:00 |  | 43
2013-10-12 09:00 |  | 67
2013-10-12 10:00 |  | 70
2013-10-12 11:00 |  | 58
2013-10-12 12:00 |  | 53.5
2013-10-12 13:00 |  | 64
2013-10-12 14:00 |  | 65.5
2013-10-12 15:00 |  | 70
2013-10-12 16:00 |  | 57.5
2013-10-12 17:00 |  | 56.5
2013-10-12 18:00 |  | 57
2013-10-12 19:00 |  | 49.5
2013-10-12 20:00 |  | 45
2013-10-12 21:00 |  | 44
2013-10-12 22:00 |  | 44.5
2013-10-12 23:00 |  | 56
2013-10-13 |  | 62.5
2013-10-13 01:00 |  | 66
2013-10-13 02:00 |  | 52
2013-10-13 03:00 |  | 43
2013-10-13 04:00 |  | 38.5
2013-10-13 05:00 |  | 37.5
2013-10-13 06:00 |  | 50
2013-10-13 07:00 |  | 54
2013-10-13 08:00 |  | 49.5
2013-10-13 09:00 |  | 43
2013-10-13 10:00 |  | 47.5
2013-10-13 11:00 |  | 60.5
2013-10-13 12:00 |  | 45.5
2013-10-13 13:00 |  | 54
2013-10-13 14:00 |  | 65
2013-10-13 15:00 |  | 46.5
2013-10-13 16:00 |  | 53.5
2013-10-13 17:00 |  | 49
2013-10-13 18:00 |  | 47
2013-10-13 19:00 |  | 50.5
2013-10-13 20:00 |  | 43
2013-10-13 21:00 |  | 48
2013-10-13 22:00 |  | 57
2013-10-13 23:00 |  | 61
2013-10-14 |  | 52.5
2013-10-14 01:00 |  | 41
2013-10-14 02:00 |  | 35
2013-10-14 03:00 |  | 34
2013-10-14 04:00 |  | 34.5
2013-10-14 05:00 |  | 49
2013-10-14 06:00 |  | 109.5
2013-10-14 07:00 |  | 119.5
2013-10-14 08:00 |  | 80.5
2013-10-14 09:00 |  | 82
2013-10-14 10:00 |  | 95.5
2013-10-14 11:00 |  | 65.5
2013-10-14 12:00 |  | 58
2013-10-14 13:00 |  | 72
2013-10-14 14:00 |  | 134
2013-10-14 15:00 |  | 210
2013-10-14 16:00 |  | 244.5
2013-10-14 17:00 |  | 115
2013-10-14 18:00 |  | 97
2013-10-14 19:00 |  | 62.5
2013-10-14 20:00 |  | 71
2013-10-14 21:00 |  | 116.5
2013-10-14 22:00 |  | 76.5
2013-10-14 23:00 |  | 31
2013-10-15 |  | 35.5
2013-10-15 01:00 |  | 33
2013-10-15 02:00 |  | 38
2013-10-15 03:00 |  | 36.5
2013-10-15 04:00 |  | 30.5
2013-10-15 05:00 |  | 57
2013-10-15 06:00 |  | 138
2013-10-15 07:00 |  | 210.5
2013-10-15 08:00 |  | 98.5
2013-10-15 09:00 |  | 96
2013-10-15 10:00 |  | 97
2013-10-15 11:00 |  | 97.5
2013-10-15 12:00 |  | 82
2013-10-15 13:00 |  | 123
2013-10-15 14:00 |  | 167.5
2013-10-15 15:00 |  | 181
2013-10-15 16:00 |  | 228
2013-10-15 17:00 |  | 140.5
2013-10-15 18:00 |  | 54
2013-10-15 19:00 |  | 32
2013-10-15 20:00 |  | 38.5
2013-10-15 21:00 |  | 49.5
2013-10-15 22:00 |  | 43.5
2013-10-15 23:00 |  | 53.5
2013-10-16 |  | 51
2013-10-16 01:00 |  | 56.5
2013-10-16 02:00 |  | 47.5
2013-10-16 03:00 |  | 37
2013-10-16 04:00 |  | 41.5
2013-10-16 05:00 |  | 62.5
2013-10-16 06:00 |  | 107.5
2013-10-16 07:00 |  | 95
2013-10-16 08:00 |  | 117.5
2013-10-16 09:00 |  | 86
2013-10-16 10:00 |  | 91
2013-10-16 11:00 |  | 96
2013-10-16 12:00 |  | 100
2013-10-16 13:00 |  | 161
2013-10-16 14:00 |  | 161
2013-10-16 15:00 |  | 192
2013-10-16 16:00 |  | 175.5
2013-10-16 17:00 |  | 100.5
2013-10-16 18:00 |  | 70
2013-10-16 19:00 |  | 60.5
2013-10-16 20:00 |  | 55
2013-10-16 21:00 |  | 48
2013-10-16 22:00 |  | 56
2013-10-16 23:00 |  | 58
2013-10-17 |  | 49
2013-10-17 01:00 |  | 34
2013-10-17 02:00 |  | 29
2013-10-17 03:00 |  | 34
2013-10-17 04:00 |  | 44.5
2013-10-17 05:00 |  | 54.5
2013-10-17 06:00 |  | 116
2013-10-17 07:00 |  | 162
2013-10-17 08:00 |  | 95.5
2013-10-17 09:00 |  | 73
2013-10-17 10:00 |  | 84.5
2013-10-17 11:00 |  | 120
2013-10-17 12:00 |  | 89.5
2013-10-17 13:00 |  | 128
2013-10-17 14:00 |  | 127.5
2013-10-17 15:00 |  | 103.5
2013-10-17 16:00 |  | 111.5
2013-10-17 17:00 |  | 126
2013-10-17 18:00 |  | 30.5
2013-10-17 19:00 |  | 44.5
2013-10-17 20:00 |  | 81.5
2013-10-17 21:00 |  | 61
2013-10-17 22:00 |  | 49.5
2013-10-17 23:00 |  | 72.5
2013-10-18 |  | 58.5
2013-10-18 01:00 |  | 71.5
2013-10-18 02:00 |  | 82.5
2013-10-18 03:00 |  | 84
2013-10-18 04:00 |  | 35.5
2013-10-18 05:00 |  | 42.5
2013-10-18 06:00 |  | 74
2013-10-18 07:00 |  | 92
2013-10-18 08:00 |  | 85
2013-10-18 09:00 |  | 124
2013-10-18 10:00 |  | 107.5
2013-10-18 11:00 |  | 107.5
2013-10-18 12:00 |  | 159
2013-10-18 13:00 |  | 126.5
2013-10-18 14:00 |  | 117.5
2013-10-18 15:00 |  | 126.5
2013-10-18 16:00 |  | 128.5
2013-10-18 17:00 |  | 61.5
2013-10-18 18:00 |  | 54.5
2013-10-18 19:00 |  | 57.5
2013-10-18 20:00 |  | 68
2013-10-18 21:00 |  | 90
2013-10-18 22:00 |  | 86.5
2013-10-18 23:00 |  | 75
2013-10-19 |  | 88
2013-10-19 01:00 |  | 88
2013-10-19 02:00 |  | 76.5
2013-10-19 03:00 |  | 67.5
2013-10-19 04:00 |  | 49.5
2013-10-19 05:00 |  | 25.5
2013-10-19 06:00 |  | 51
2013-10-19 07:00 |  | 83
2013-10-19 08:00 |  | 94.5
2013-10-19 09:00 |  | 97.5
2013-10-19 10:00 |  | 124
2013-10-19 11:00 |  | 76.5
2013-10-19 12:00 |  | 86
2013-10-19 13:00 |  | 87.5
2013-10-19 14:00 |  | 250.5
2013-10-19 15:00 |  | 62.5
2013-10-19 16:00 |  | 30
2013-10-19 17:00 |  | 32.5
2013-10-19 18:00 |  | 8
2013-10-19 19:00 |  | 34.5
2013-10-19 20:00 |  | 52.5
2013-10-19 21:00 |  | 29
2013-10-19 22:00 |  | 27.5
2013-10-19 23:00 |  | 20
2013-10-20 |  | 19
2013-10-20 01:00 |  | 29
2013-10-20 02:00 |  | 32
2013-10-20 03:00 |  | 29.5
2013-10-20 04:00 |  | 28.5
2013-10-20 05:00 |  | 41.5
2013-10-20 06:00 |  | 57
2013-10-20 07:00 |  | 51
2013-10-20 08:00 |  | 21
2013-10-20 09:00 |  | 22.5
2013-10-20 10:00 |  | 27.5
2013-10-20 11:00 |  | 17
2013-10-20 12:00 |  | 54
2013-10-20 13:00 |  | 23.5
2013-10-20 14:00 |  | 221
2013-10-20 15:00 |  | 69.5
2013-10-20 16:00 |  | 23.5
2013-10-20 17:00 |  | 24
2013-10-20 18:00 |  | 22.5
2013-10-20 19:00 |  | 28.5
2013-10-20 20:00 |  | 18
2013-10-20 21:00 |  | 18.5
2013-10-20 22:00 |  | 17
2013-10-20 23:00 |  | 16
2013-10-21 |  | 11
2013-10-21 01:00 |  | 3.5
2013-10-21 02:00 |  | 8
2013-10-21 03:00 |  | 7.5
2013-10-21 04:00 |  | 7
2013-10-21 05:00 |  | 31.5
2013-10-21 06:00 |  | 70.5
2013-10-21 07:00 |  | 32.5
2013-10-21 08:00 |  | 62
2013-10-21 09:00 |  | 41.5
2013-10-21 10:00 |  | 43.5
2013-10-21 11:00 |  | 36.5
2013-10-21 12:00 |  | 60.5
2013-10-21 13:00 |  | 120
2013-10-21 14:00 |  | 89.5
2013-10-21 15:00 |  | 156
2013-10-21 16:00 |  | 92
2013-10-21 17:00 |  | 60.5
2013-10-21 18:00 |  | 47
2013-10-21 19:00 |  | 33
2013-10-21 20:00 |  | 33.5
2013-10-21 21:00 |  | 36.5
2013-10-21 22:00 |  | 30.5
2013-10-21 23:00 |  | 26
2013-10-22 |  | 21.5
2013-10-22 01:00 |  | 19
2013-10-22 02:00 |  | 24.5
2013-10-22 03:00 |  | 35.5
2013-10-22 04:00 |  | 34.5
2013-10-22 05:00 |  | 53.5
2013-10-22 06:00 |  | 79.5
2013-10-22 07:00 |  | 113.5
2013-10-22 08:00 |  | 123
2013-10-22 09:00 |  | 83
2013-10-22 10:00 |  | 71
2013-10-22 11:00 |  | 63
2013-10-22 12:00 |  | 83.5
2013-10-22 13:00 |  | 54.5
2013-10-22 14:00 |  | 83.5
2013-10-22 15:00 |  | 101
2013-10-22 16:00 |  | 107.5
2013-10-22 17:00 |  | 113
2013-10-22 18:00 |  | 40
2013-10-22 19:00 |  | 30
2013-10-22 20:00 |  | 34.5
2013-10-22 21:00 |  | 25
2013-10-22 22:00 |  | 29.5
2013-10-22 23:00 |  | 26.5
2013-10-23 |  | 22
2013-10-23 01:00 |  | 19
2013-10-23 02:00 |  | 15.5
2013-10-23 03:00 |  | 10
2013-10-23 04:00 |  | 18.5
2013-10-23 05:00 |  | 41
2013-10-23 06:00 |  | 39
2013-10-23 07:00 |  | 92
2013-10-23 08:00 |  | 84.5
2013-10-23 09:00 |  | 79
2013-10-23 10:00 |  | 59.5
2013-10-23 11:00 |  | 64
2013-10-23 12:00 |  | 39.5
2013-10-23 13:00 |  | 40
2013-10-23 14:00 |  | 62
2013-10-23 15:00 |  | 73.5
2013-10-23 16:00 |  | 78.5
2013-10-23 17:00 |  | 69
2013-10-23 18:00 |  | 79
2013-10-23 19:00 |  | 74.5
2013-10-23 20:00 |  | 55.5
2013-10-23 21:00 |  | 58
2013-10-23 22:00 |  | 67.5
2013-10-23 23:00 |  | 53
2013-10-24 |  | 73.5
2013-10-24 01:00 |  | 58
2013-10-24 02:00 |  | 50
2013-10-24 03:00 |  | 53.5
2013-10-24 04:00 |  | 49
2013-10-24 05:00 |  | 71
2013-10-24 06:00 |  | 108
2013-10-24 07:00 |  | 218
2013-10-24 08:00 |  | 135.5
2013-10-24 09:00 |  | 151.5
2013-10-24 10:00 |  | 113
2013-10-24 11:00 |  | 106.5
2013-10-24 12:00 |  | 95
2013-10-24 13:00 |  | 105
2013-10-24 14:00 |  | 127
2013-10-24 15:00 |  | 2.d | 2.d
2013-10-24 16:00 |  | 152.5
2013-10-24 17:00 |  | 101.5
2013-10-24 18:00 |  | 69
2013-10-24 19:00 |  | 71
2013-10-24 20:00 |  | 71.5
2013-10-24 21:00 |  | 68
2013-10-24 22:00 |  | 65.5
2013-10-24 23:00 |  | 56.5
2013-10-25 |  | 54
2013-10-25 01:00 |  | 53
2013-10-25 02:00 |  | 50
2013-10-25 03:00 |  | 47.5
2013-10-25 04:00 |  | 35.5
2013-10-25 05:00 |  | 41
2013-10-25 06:00 |  | 58
2013-10-25 07:00 |  | 81.5
2013-10-25 08:00 |  | 90
2013-10-25 09:00 |  | 98.5
2013-10-25 10:00 |  | 88.5
2013-10-25 11:00 |  | 93
2013-10-25 12:00 |  | 101.5
2013-10-25 13:00 |  | 160
2013-10-25 14:00 |  | 184.5
2013-10-25 15:00 |  | 177
2013-10-25 16:00 |  | 102.5
2013-10-25 17:00 |  | 95
2013-10-25 18:00 |  | 59.5
2013-10-25 19:00 |  | 49
2013-10-25 20:00 |  | 43.5
2013-10-25 21:00 |  | 53.5
2013-10-25 22:00 |  | 69
2013-10-25 23:00 |  | 68
2013-10-26 |  | 62
2013-10-26 01:00 |  | 78.5
2013-10-26 02:00 |  | 73.5
2013-10-26 03:00 |  | 67
2013-10-26 04:00 |  | 62
2013-10-26 05:00 |  | 61
2013-10-26 06:00 |  | 65.5
2013-10-26 07:00 |  | 66.5
2013-10-26 08:00 |  | 65
2013-10-26 09:00 |  | 86.5
2013-10-26 10:00 |  | 87.5
2013-10-26 11:00 |  | 66.5
2013-10-26 12:00 |  | 67.5
2013-10-26 13:00 |  | 48
2013-10-26 14:00 |  | 70.5
2013-10-26 15:00 |  | 35
2013-10-26 16:00 |  | 44.5
2013-10-26 17:00 |  | 62.5
2013-10-26 18:00 |  | 62.5
2013-10-26 19:00 |  | 95
2013-10-26 20:00 |  | 103
2013-10-26 21:00 |  | 131
2013-10-26 22:00 |  | 124
2013-10-26 23:00 |  | 95.5
2013-10-27 |  | 75
2013-10-27 01:00 |  | 37.5
2013-10-27 02:00 |  | 35
2013-10-27 03:00 |  | 36.5
2013-10-27 04:00 |  | 45.5
2013-10-27 05:00 |  | 42.5
2013-10-27 06:00 |  | 50.5
2013-10-27 07:00 |  | 57.5
2013-10-27 08:00 |  | 66.5
2013-10-27 09:00 |  | 66
2013-10-27 10:00 |  | 57
2013-10-27 11:00 |  | 50.5
2013-10-27 12:00 |  | 54.5
2013-10-27 13:00 |  | 51.5
2013-10-27 14:00 |  | 72.5
2013-10-27 15:00 |  | 141.5
2013-10-27 16:00 |  | 103
2013-10-27 17:00 |  | 43.5
2013-10-27 18:00 |  | 35.5
2013-10-27 19:00 |  | 45
2013-10-27 20:00 |  | 44
2013-10-27 21:00 |  | 41.5
2013-10-27 22:00 |  | 27.5
2013-10-27 23:00 |  | 36
2013-10-28 |  | 44
2013-10-28 01:00 |  | 62.5
2013-10-28 02:00 |  | 46
2013-10-28 03:00 |  | 71
2013-10-28 04:00 |  | 37
2013-10-28 05:00 |  | 37.5
2013-10-28 06:00 |  | 51.5
2013-10-28 07:00 |  | 77.5
2013-10-28 08:00 |  | 60.5
2013-10-28 09:00 |  | 58.5
2013-10-28 10:00 |  | 59.5
2013-10-28 11:00 |  | 106.5
2013-10-28 12:00 |  | 148.5
2013-10-28 13:00 |  | 146
2013-10-28 14:00 |  | 122.5
2013-10-28 15:00 |  | 91
2013-10-28 16:00 |  | 91
2013-10-28 17:00 |  | 67
2013-10-28 18:00 |  | 38
2013-10-28 19:00 |  | 50
2013-10-28 20:00 |  | 44.5
2013-10-28 21:00 |  | 41.5
2013-10-28 22:00 |  | 58
2013-10-28 23:00 |  | 42.5
2013-10-29 |  | 34
2013-10-29 01:00 |  | 20.5
2013-10-29 02:00 |  | 27.5
2013-10-29 03:00 |  | 35
2013-10-29 04:00 |  | 41
2013-10-29 05:00 |  | 49
2013-10-29 06:00 |  | 65
2013-10-29 07:00 |  | 69.5
2013-10-29 08:00 |  | 73
2013-10-29 09:00 |  | 91.5
2013-10-29 10:00 |  | 76.5
2013-10-29 11:00 |  | 82.5
2013-10-29 12:00 |  | 165.5
2013-10-29 13:00 |  | 148
2013-10-29 14:00 |  | 221
2013-10-29 15:00 |  | 167
2013-10-29 16:00 |  | 95.5
2013-10-29 17:00 |  | 58
2013-10-29 18:00 |  | 53.5
2013-10-29 19:00 |  | 66
2013-10-29 20:00 |  | 44.5
2013-10-29 21:00 |  | 60
2013-10-29 22:00 |  | 55.5
2013-10-29 23:00 |  | 41
2013-10-30 |  | 37.5
2013-10-30 01:00 |  | 35
2013-10-30 02:00 |  | 31
2013-10-30 03:00 |  | 19.5
2013-10-30 04:00 |  | 20
2013-10-30 05:00 |  | 33.5
2013-10-30 06:00 |  | 45.5
2013-10-30 07:00 |  | 83
2013-10-30 08:00 |  | 91.5
2013-10-30 09:00 |  | 93
2013-10-30 10:00 |  | 117
2013-10-30 11:00 |  | 114
2013-10-30 12:00 |  | 129.5
2013-10-30 13:00 |  | 149
2013-10-30 14:00 |  | 164
2013-10-30 15:00 |  | 143.5
2013-10-30 16:00 |  | 109
2013-10-30 17:00 |  | 52
2013-10-30 18:00 |  | 37
2013-10-30 19:00 |  | 35.5
2013-10-30 20:00 |  | 33.5
2013-10-30 21:00 |  | 38
2013-10-30 22:00 |  | 33.5
2013-10-30 23:00 |  | 35
2013-10-31 |  | 31.5
2013-10-31 01:00 |  | 26.5
2013-10-31 02:00 |  | 28.5
2013-10-31 03:00 |  | 27.5
2013-10-31 04:00 |  | 31.5
2013-10-31 05:00 |  | 34
2013-10-31 06:00 |  | 41.5
2013-10-31 07:00 |  | 52
2013-10-31 08:00 |  | 42
2013-10-31 09:00 |  | 33.5
2013-10-31 10:00 |  | 46
2013-10-31 11:00 |  | 32
2013-10-31 12:00 |  | 31
2013-10-31 13:00 |  | 20.5
2013-10-31 14:00 |  | 17.5
2013-10-31 15:00 |  | 19.5
2013-10-31 16:00 |  | 23
2013-10-31 17:00 |  | 31
2013-10-31 18:00 |  | 28.5
2013-10-31 19:00 |  | 38
2013-10-31 20:00 |  | 35
2013-10-31 21:00 |  | 37
2013-10-31 22:00 |  | 46.5
2013-10-31 23:00 |  | 40.5
2013-11-01 |  | 48
2013-11-01 01:00 |  | 50
2013-11-01 02:00 |  | 50.5
2013-11-01 03:00 |  | 54
2013-11-01 04:00 |  | 46.5
2013-11-01 05:00 |  | 44.5
2013-11-01 06:00 |  | 46.5
2013-11-01 07:00 |  | 46.5
2013-11-01 08:00 |  | 45
2013-11-01 09:00 |  | 43
2013-11-01 10:00 |  | 37.5
2013-11-01 11:00 |  | 39.5
2013-11-01 12:00 |  | 30
2013-11-01 13:00 |  | 28
2013-11-01 14:00 |  | 35.5
2013-11-01 15:00 |  | 38.5
2013-11-01 16:00 |  | 63
2013-11-01 17:00 |  | 80
2013-11-01 18:00 |  | 46
2013-11-01 19:00 |  | 23
2013-11-01 20:00 |  | 26.5
2013-11-01 21:00 |  | 21.5
2013-11-01 22:00 |  | 28.5
2013-11-01 23:00 |  | 29.5
2013-11-02 |  | 23.5
2013-11-02 01:00 |  | 13.5
2013-11-02 02:00 |  | 32.5
2013-11-02 03:00 |  | 39.5
2013-11-02 04:00 |  | 38.5
2013-11-02 05:00 |  | 24.5
2013-11-02 06:00 |  | 45.5
2013-11-02 07:00 |  | 29.5
2013-11-02 08:00 |  | 32.5
2013-11-02 09:00 |  | 42.5
2013-11-02 10:00 |  | 42
2013-11-02 11:00 |  | 37
2013-11-02 12:00 |  | 28.5
2013-11-02 13:00 |  | 25
2013-11-02 14:00 |  | 32.5
2013-11-02 15:00 |  | 21
2013-11-02 16:00 |  | 28.5
2013-11-02 17:00 |  | 47.5
2013-11-02 18:00 |  | 43
2013-11-02 19:00 |  | 51
2013-11-02 20:00 |  | 95.5
2013-11-02 21:00 |  | 114.5
2013-11-02 22:00 |  | 92
2013-11-02 23:00 |  | 66
2013-11-03 |  | 68
2013-11-03 01:00 |  | 52
2013-11-03 02:00 |  | 67
2013-11-03 03:00 |  | 57
2013-11-03 04:00 |  | 38
2013-11-03 05:00 |  | 44
2013-11-03 06:00 |  | 70.5
2013-11-03 07:00 |  | 51.5
2013-11-03 08:00 |  | 49.5
2013-11-03 09:00 |  | 47
2013-11-03 10:00 |  | 49.5
2013-11-03 11:00 |  | 32.5
2013-11-03 12:00 |  | 20.5
2013-11-03 13:00 |  | 16.5
2013-11-03 14:00 |  | 13
2013-11-03 15:00 |  | 30
2013-11-03 16:00 |  | 22
2013-11-03 17:00 |  | 53
2013-11-03 18:00 |  | 97
2013-11-03 19:00 |  | 45.5
2013-11-03 20:00 |  | 37
2013-11-03 21:00 |  | 70
2013-11-03 22:00 |  | 64.5
2013-11-03 23:00 |  | 76
2013-11-04 |  | 54.5
2013-11-04 01:00 |  | 44.5
2013-11-04 02:00 |  | 31.5
2013-11-04 03:00 |  | 32.5
2013-11-04 04:00 |  | 37.5
2013-11-04 05:00 |  | 51.5
2013-11-04 06:00 |  | 115.5
2013-11-04 07:00 |  | 140
2013-11-04 08:00 |  | 74
2013-11-04 09:00 |  | 77.5
2013-11-04 10:00 |  | 71
2013-11-04 11:00 |  | 110
2013-11-04 12:00 |  | 114
2013-11-04 13:00 |  | 127.5
2013-11-04 14:00 |  | 182.5
2013-11-04 15:00 |  | 192
2013-11-04 16:00 |  | 123.5
2013-11-04 17:00 |  | 71.5
2013-11-04 18:00 |  | 45
2013-11-04 19:00 |  | 38
2013-11-04 20:00 |  | 47
2013-11-04 21:00 |  | 47.5
2013-11-04 22:00 |  | 41
2013-11-04 23:00 |  | 36.5
2013-11-05 |  | 38.5
2013-11-05 01:00 |  | 56
2013-11-05 02:00 |  | 54.5
2013-11-05 03:00 |  | 31
2013-11-05 04:00 |  | 33
2013-11-05 05:00 |  | 48.5
2013-11-05 06:00 |  | 107.5
2013-11-05 07:00 |  | 115.5
2013-11-05 08:00 |  | 106.5
2013-11-05 09:00 |  | 102.5
2013-11-05 10:00 |  | 141
2013-11-05 11:00 |  | 113
2013-11-05 12:00 |  | 135
2013-11-05 13:00 |  | 170
2013-11-05 14:00 |  | 153
2013-11-05 15:00 |  | 157.5
2013-11-05 16:00 |  | 113
2013-11-05 17:00 |  | 52
2013-11-05 18:00 |  | 52
2013-11-05 19:00 |  | 41
2013-11-05 20:00 |  | 54
2013-11-05 21:00 |  | 78.5
2013-11-05 22:00 |  | 56
2013-11-05 23:00 |  | 35
2013-11-06 |  | 29.5
2013-11-06 01:00 |  | 34
2013-11-06 02:00 |  | 34.5
2013-11-06 03:00 |  | 19
2013-11-06 04:00 |  | 14.5
2013-11-06 05:00 |  | 16.5
2013-11-06 06:00 |  | 26
2013-11-06 07:00 |  | 48.5
2013-11-06 08:00 |  | 42
2013-11-06 09:00 |  | 48.5
2013-11-06 10:00 |  | 44
2013-11-06 11:00 |  | 57
2013-11-06 12:00 |  | 76.5
2013-11-06 13:00 |  | 84
2013-11-06 14:00 |  | 74.5
2013-11-06 15:00 |  | 78.5
2013-11-06 16:00 |  | 64
2013-11-06 17:00 |  | 102.5
2013-11-06 18:00 |  | 80
2013-11-06 19:00 |  | 51
2013-11-06 20:00 |  | 37
2013-11-06 21:00 |  | 43.5
2013-11-06 22:00 |  | 65
2013-11-06 23:00 |  | 54
2013-11-07 |  | 37.5
2013-11-07 01:00 |  | 40.5
2013-11-07 02:00 |  | 25.5
2013-11-07 03:00 |  | 26
2013-11-07 04:00 |  | 26.5
2013-11-07 05:00 |  | 52
2013-11-07 06:00 |  | 68
2013-11-07 07:00 |  | 54
2013-11-07 08:00 |  | 62.5
2013-11-07 09:00 |  | 68
2013-11-07 10:00 |  | 91
2013-11-07 11:00 |  | 83.5
2013-11-07 12:00 |  | 76
2013-11-07 13:00 |  | 69.5
2013-11-07 14:00 |  | 129
2013-11-07 15:00 |  | 143.5
2013-11-07 16:00 |  | 179.5
2013-11-07 17:00 |  | 87
2013-11-07 18:00 |  | 45.5
2013-11-07 19:00 |  | 38.5
2013-11-07 20:00 |  | 29
2013-11-07 21:00 |  | 60
2013-11-07 22:00 |  | 46.5
2013-11-07 23:00 |  | 64
2013-11-08 |  | 61
2013-11-08 01:00 |  | 44.5
2013-11-08 02:00 |  | 55.5
2013-11-08 03:00 |  | 36
2013-11-08 04:00 |  | 43
2013-11-08 05:00 |  | 49.5
2013-11-08 06:00 |  | 82
2013-11-08 07:00 |  | 54
2013-11-08 08:00 |  | 61.5
2013-11-08 09:00 |  | 58
2013-11-08 10:00 |  | 78.5
2013-11-08 11:00 |  | 87.5
2013-11-08 12:00 |  | 147.5
2013-11-08 13:00 |  | 105.5
2013-11-08 14:00 |  | 127
2013-11-08 15:00 |  | 176
2013-11-08 16:00 |  | 173
2013-11-08 17:00 |  | 111.5
2013-11-08 18:00 |  | 51
2013-11-08 19:00 |  | 40.5
2013-11-08 20:00 |  | 29.5
2013-11-08 21:00 |  | 42
2013-11-08 22:00 |  | 33.5
2013-11-08 23:00 |  | 25
2013-11-09 |  | 31
2013-11-09 01:00 |  | 25
2013-11-09 02:00 |  | 20.5
2013-11-09 03:00 |  | 20
2013-11-09 04:00 |  | 25
2013-11-09 05:00 |  | 39.5
2013-11-09 06:00 |  | 49
2013-11-09 07:00 |  | 38
2013-11-09 08:00 |  | 41.5
2013-11-09 09:00 |  | 53
2013-11-09 10:00 |  | 67.5
2013-11-09 11:00 |  | 53.5
2013-11-09 12:00 |  | 306
2013-11-09 13:00 |  | 208
2013-11-09 14:00 |  | 372
2013-11-09 15:00 |  | 210.5
2013-11-09 16:00 |  | 61.5
2013-11-09 17:00 |  | 24.5
2013-11-09 18:00 |  | 24.5
2013-11-09 19:00 |  | 31
2013-11-09 20:00 |  | 35
2013-11-09 21:00 |  | 18
2013-11-09 22:00 |  | 29
2013-11-09 23:00 |  | 54.5
2013-11-10 |  | 44.5
2013-11-10 01:00 |  | 44.5
2013-11-10 02:00 |  | 34.5
2013-11-10 03:00 |  | 47
2013-11-10 04:00 |  | 39
2013-11-10 05:00 |  | 40
2013-11-10 06:00 |  | 36
2013-11-10 07:00 |  | 30.5
2013-11-10 08:00 |  | 32
2013-11-10 09:00 |  | 27
2013-11-10 10:00 |  | 24.5
2013-11-10 11:00 |  | 19
2013-11-10 12:00 |  | 42
2013-11-10 13:00 |  | 20
2013-11-10 14:00 |  | 26.5
2013-11-10 15:00 |  | 26.5
2013-11-10 16:00 |  | 14
2013-11-10 17:00 |  | 20.5
2013-11-10 18:00 |  | 72.5
2013-11-10 19:00 |  | 39
2013-11-10 20:00 |  | 21.5
2013-11-10 21:00 |  | 17
2013-11-10 22:00 |  | 15.5
2013-11-10 23:00 |  | 34
2013-11-11 |  | 13.5
2013-11-11 01:00 |  | 29.5
2013-11-11 02:00 |  | 19
2013-11-11 03:00 |  | 6.5
2013-11-11 04:00 |  | 18.5
2013-11-11 05:00 |  | 31.5
2013-11-11 06:00 |  | 54
2013-11-11 07:00 |  | 51
2013-11-11 08:00 |  | 34.5
2013-11-11 09:00 |  | 55.5
2013-11-11 10:00 |  | 158
2013-11-11 11:00 |  | 88
2013-11-11 12:00 |  | 59
2013-11-11 13:00 |  | 63
2013-11-11 14:00 |  | 90
2013-11-11 15:00 |  | 127.5
2013-11-11 16:00 |  | 148
2013-11-11 17:00 |  | 112
2013-11-11 18:00 |  | 52
2013-11-11 19:00 |  | 66
2013-11-11 20:00 |  | 63
2013-11-11 21:00 |  | 68
2013-11-11 22:00 |  | 95
2013-11-11 23:00 |  | 86.5
2013-11-12 |  | 54.5
2013-11-12 01:00 |  | 44.5
2013-11-12 02:00 |  | 36.5
2013-11-12 03:00 |  | 35
2013-11-12 04:00 |  | 41
2013-11-12 05:00 |  | 56.5
2013-11-12 06:00 |  | 57
2013-11-12 07:00 |  | 62.5
2013-11-12 08:00 |  | 68.5
2013-11-12 09:00 |  | 103
2013-11-12 10:00 |  | 75.5
2013-11-12 11:00 |  | 64.5
2013-11-12 12:00 |  | 63.5
2013-11-12 13:00 |  | 93.5
2013-11-12 14:00 |  | 46.5
2013-11-12 15:00 |  | 86
2013-11-12 16:00 |  | 81.5
2013-11-12 17:00 |  | 67.5
2013-11-12 18:00 |  | 29.5
2013-11-12 19:00 |  | 81.5
2013-11-12 20:00 |  | 116
2013-11-12 21:00 |  | 109
2013-11-12 22:00 |  | 53
2013-11-12 23:00 |  | 44.5
2013-11-13 |  | 28.5
2013-11-13 01:00 |  | 29.5
2013-11-13 02:00 |  | 26.5
2013-11-13 03:00 |  | 23.5
2013-11-13 04:00 |  | 31.5
2013-11-13 05:00 |  | 42
2013-11-13 06:00 |  | 72
2013-11-13 07:00 |  | 53
2013-11-13 08:00 |  | 57.5
2013-11-13 09:00 |  | 54.5
2013-11-13 10:00 |  | 58.5
2013-11-13 11:00 |  | 46.5
2013-11-13 12:00 |  | 58.5
2013-11-13 13:00 |  | 86
2013-11-13 14:00 |  | 195
2013-11-13 15:00 |  | 132
2013-11-13 16:00 |  | 231.5
2013-11-13 17:00 |  | 177.5
2013-11-13 18:00 |  | 33
2013-11-13 19:00 |  | 59
2013-11-13 20:00 |  | 27.5
2013-11-13 21:00 |  | 25
2013-11-13 22:00 |  | 30
2013-11-13 23:00 |  | 11
2013-11-14 |  | 22
2013-11-14 01:00 |  | 24.5
2013-11-14 02:00 |  | 25
2013-11-14 03:00 |  | 48
2013-11-14 04:00 |  | 60.5
2013-11-14 05:00 |  | 51.5
2013-11-14 06:00 |  | 33
2013-11-14 07:00 |  | 62
2013-11-14 08:00 |  | 29
2013-11-14 09:00 |  | 52
2013-11-14 10:00 |  | 51
2013-11-14 11:00 |  | 35
2013-11-14 12:00 |  | 51
2013-11-14 13:00 |  | 76
2013-11-14 14:00 |  | 161.5
2013-11-14 15:00 |  | 295
2013-11-14 16:00 |  | 179.5
2013-11-14 17:00 |  | 47
2013-11-14 18:00 |  | 37.5
2013-11-14 19:00 |  | 30
2013-11-14 20:00 |  | 33
2013-11-14 21:00 |  | 41.5
2013-11-14 22:00 |  | 42.5
2013-11-14 23:00 |  | 40
2013-11-15 |  | 37.5
2013-11-15 01:00 |  | 29.5
2013-11-15 02:00 |  | 35.5
2013-11-15 03:00 |  | 27
2013-11-15 04:00 |  | 26
2013-11-15 05:00 |  | 47
2013-11-15 06:00 |  | 98.5
2013-11-15 07:00 |  | 67.5
2013-11-15 08:00 |  | 53
2013-11-15 09:00 |  | 54.5
2013-11-15 10:00 |  | 61
2013-11-15 11:00 |  | 73.5
2013-11-15 12:00 |  | 57.5
2013-11-15 13:00 |  | 53
2013-11-15 14:00 |  | 51.5
2013-11-15 15:00 |  | 53.5
2013-11-15 16:00 |  | 55
2013-11-15 17:00 |  | 50
2013-11-15 18:00 |  | 67
2013-11-15 19:00 |  | 99
2013-11-15 20:00 |  | 183
2013-11-15 21:00 |  | 89
2013-11-15 22:00 |  | 66
2013-11-15 23:00 |  | 92.5
2013-11-16 |  | 38
2013-11-16 01:00 |  | 36.5
2013-11-16 02:00 |  | 27
2013-11-16 03:00 |  | 30
2013-11-16 04:00 |  | 52.5
2013-11-16 05:00 |  | 74.5
2013-11-16 06:00 |  | 111
2013-11-16 07:00 |  | 80.5
2013-11-16 08:00 |  | 60
2013-11-16 09:00 |  | 66
2013-11-16 10:00 |  | 45.5
2013-11-16 11:00 |  | 90.5
2013-11-16 12:00 |  | 78
2013-11-16 13:00 |  | 55.5
2013-11-16 14:00 |  | 101.5
2013-11-16 15:00 |  | 97
2013-11-16 16:00 |  | 100.5
2013-11-16 17:00 |  | 55.5
2013-11-16 18:00 |  | 46
2013-11-16 19:00 |  | 31.5
2013-11-16 20:00 |  | 36.5
2013-11-16 21:00 |  | 30
2013-11-16 22:00 |  | 51.5
2013-11-16 23:00 |  | 53
2013-11-17 |  | 84
2013-11-17 01:00 |  | 74.5
2013-11-17 02:00 |  | 52.5
2013-11-17 03:00 |  | 63
2013-11-17 04:00 |  | 76.5
2013-11-17 05:00 |  | 73.5
2013-11-17 06:00 |  | 76.5
2013-11-17 07:00 |  | 97
2013-11-17 08:00 |  | 87.5
2013-11-17 09:00 |  | 91.5
2013-11-17 10:00 |  | 21.5
2013-11-17 11:00 |  | 73
2013-11-17 12:00 |  | 66
2013-11-17 13:00 |  | 43
2013-11-17 14:00 |  | 44.5
2013-11-17 15:00 |  | 41.5
2013-11-17 16:00 |  | 40
2013-11-17 17:00 |  | 39.5
2013-11-17 18:00 |  | 34.5
2013-11-17 19:00 |  | 34
2013-11-17 20:00 |  | 34
2013-11-17 21:00 |  | 33
2013-11-17 22:00 |  | 30
2013-11-17 23:00 |  | 25.5
2013-11-18 |  | 30.5
2013-11-18 01:00 |  | 19.5
2013-11-18 02:00 |  | 38.5
2013-11-18 03:00 |  | 29
2013-11-18 04:00 |  | 40.5
2013-11-18 05:00 |  | 38
2013-11-18 06:00 |  | 45.5
2013-11-18 07:00 |  | 56.5
2013-11-18 08:00 |  | 68
2013-11-18 09:00 |  | 83.5
2013-11-18 10:00 |  | 100
2013-11-18 11:00 |  | 111.5
2013-11-18 12:00 |  | 101.5
2013-11-18 13:00 |  | 95.5
2013-11-18 14:00 |  | 107.5
2013-11-18 15:00 |  | 77
2013-11-18 16:00 |  | 72
2013-11-18 17:00 |  | 58.5
2013-11-18 18:00 |  | 48
2013-11-18 19:00 |  | 48.5
2013-11-18 20:00 |  | 54.5
2013-11-18 21:00 |  | 51.5
2013-11-18 22:00 |  | 47
2013-11-18 23:00 |  | 49.5
2013-11-19 |  | 49
2013-11-19 01:00 |  | 34.5
2013-11-19 02:00 |  | 47.5
2013-11-19 03:00 |  | 63.5
2013-11-19 04:00 |  | 58.5
2013-11-19 05:00 |  | 59.5
2013-11-19 06:00 |  | 75
2013-11-19 07:00 |  | 91
2013-11-19 08:00 |  | 67.5
2013-11-19 09:00 |  | 72.5
2013-11-19 10:00 |  | 72
2013-11-19 11:00 |  | 58.5
2013-11-19 12:00 |  | 69
2013-11-19 13:00 |  | 71.5
2013-11-19 14:00 |  | 73.5
2013-11-19 15:00 |  | 101
2013-11-19 16:00 |  | 85.5
2013-11-19 17:00 |  | 72
2013-11-19 18:00 |  | 62.5
2013-11-19 19:00 |  | 53
2013-11-19 20:00 |  | 55
2013-11-19 21:00 |  | 66.5
2013-11-19 22:00 |  | 65.5
2013-11-19 23:00 |  | 70.5
2013-11-20 |  | 68.5
2013-11-20 01:00 |  | 53.5
2013-11-20 02:00 |  | 48
2013-11-20 03:00 |  | 43.5
2013-11-20 04:00 |  | 45
2013-11-20 05:00 |  | 63.5
2013-11-20 06:00 |  | 92.5
2013-11-20 07:00 |  | 74.5
2013-11-20 08:00 |  | 72.5
2013-11-20 09:00 |  | 101.5
2013-11-20 10:00 |  | 97.5
2013-11-20 11:00 |  | 85.5
2013-11-20 12:00 |  | 88.5
2013-11-20 13:00 |  | 105
2013-11-20 14:00 |  | 128.5
2013-11-20 15:00 |  | 160.5
2013-11-20 16:00 |  | 99
2013-11-20 17:00 |  | 75
2013-11-20 18:00 |  | 60.5
2013-11-20 19:00 |  | 62.5
2013-11-20 20:00 |  | 52
2013-11-20 21:00 |  | 64
2013-11-20 22:00 |  | 101
2013-11-20 23:00 |  | 57.5
2013-11-21 |  | 51
2013-11-21 01:00 |  | 61.5
2013-11-21 02:00 |  | 51
2013-11-21 03:00 |  | 46.5
2013-11-21 04:00 |  | 33
2013-11-21 05:00 |  | 59.5
2013-11-21 06:00 |  | 102
2013-11-21 07:00 |  | 85.5
2013-11-21 08:00 |  | 80
2013-11-21 09:00 |  | 69.5
2013-11-21 10:00 |  | 67
2013-11-21 11:00 |  | 109
2013-11-21 12:00 |  | 27
2013-11-21 13:00 |  | 53.5
2013-11-21 14:00 |  | 82
2013-11-21 15:00 |  | 116.5
2013-11-21 16:00 |  | 109
2013-11-21 17:00 |  | 143.5
2013-11-21 18:00 |  | 95
2013-11-21 19:00 |  | 91
2013-11-21 20:00 |  | 105
2013-11-21 21:00 |  | 77.5
2013-11-21 22:00 |  | 58
2013-11-21 23:00 |  | 52
2013-11-22 |  | 58
2013-11-22 01:00 |  | 50
2013-11-22 02:00 |  | 52.5
2013-11-22 03:00 |  | 37
2013-11-22 04:00 |  | 58.5
2013-11-22 05:00 |  | 58.5
2013-11-22 06:00 |  | 68.5
2013-11-22 07:00 |  | 62.5
2013-11-22 08:00 |  | 89
2013-11-22 09:00 |  | 125
2013-11-22 10:00 |  | 110
2013-11-22 11:00 |  | 132
2013-11-22 12:00 |  | 115
2013-11-22 13:00 |  | 108
2013-11-22 14:00 |  | 110.5
2013-11-22 15:00 |  | 143.5
2013-11-22 16:00 |  | 145.5
2013-11-22 17:00 |  | 105.5
2013-11-22 18:00 |  | 76
2013-11-22 19:00 |  | 66
2013-11-22 20:00 |  | 75
2013-11-22 21:00 |  | 66
2013-11-22 22:00 |  | 63.5
2013-11-22 23:00 |  | 77.5
2013-11-23 |  | 74
2013-11-23 01:00 |  | 81
2013-11-23 02:00 |  | 50
2013-11-23 03:00 |  | 54.5
2013-11-23 04:00 |  | 65
2013-11-23 05:00 |  | 70.5
2013-11-23 06:00 |  | 72.5
2013-11-23 07:00 |  | 83.5
2013-11-23 08:00 |  | 93
2013-11-23 09:00 |  | 140
2013-11-23 10:00 |  | 136.5
2013-11-23 11:00 |  | 84
2013-11-23 12:00 |  | 89.5
2013-11-23 13:00 |  | 57.5
2013-11-23 14:00 |  | 71
2013-11-23 15:00 |  | 61
2013-11-23 16:00 |  | 94.5
2013-11-23 17:00 |  | 51
2013-11-23 18:00 |  | 34
2013-11-23 19:00 |  | 42
2013-11-23 20:00 |  | 54
2013-11-23 21:00 |  | 54.5
2013-11-23 22:00 |  | 44.5
2013-11-23 23:00 |  | 45
2013-11-24 |  | 28.5
2013-11-24 01:00 |  | 29
2013-11-24 02:00 |  | 53
2013-11-24 03:00 |  | 48.5
2013-11-24 04:00 |  | 36
2013-11-24 05:00 |  | 18.5
2013-11-24 06:00 |  | 22
2013-11-24 07:00 |  | 28
2013-11-24 08:00 |  | 39
2013-11-24 09:00 |  | 40
2013-11-24 10:00 |  | 66.5
2013-11-24 11:00 |  | 71.5
2013-11-24 12:00 |  | 43.5
2013-11-24 13:00 |  | 45
2013-11-24 14:00 |  | 41.5
2013-11-24 15:00 |  | 52.5
2013-11-24 16:00 |  | 61.5
2013-11-24 17:00 |  | 76
2013-11-24 18:00 |  | 53.5
2013-11-24 19:00 |  | 42.5
2013-11-24 20:00 |  | 31
2013-11-24 21:00 |  | 38.5
2013-11-24 22:00 |  | 28
2013-11-24 23:00 |  | 23.5
2013-11-25 |  | 20.5
2013-11-25 01:00 |  | 25
2013-11-25 02:00 |  | 30
2013-11-25 03:00 |  | 41.5
2013-11-25 04:00 |  | 32
2013-11-25 05:00 |  | 34
2013-11-25 06:00 |  | 50.5
2013-11-25 07:00 |  | 61.5
2013-11-25 08:00 |  | 66.5
2013-11-25 09:00 |  | 83.5
2013-11-25 10:00 |  | 81
2013-11-25 11:00 |  | 80
2013-11-25 12:00 |  | 74.5
2013-11-25 13:00 |  | 89.5
2013-11-25 14:00 |  | 106.5
2013-11-25 15:00 |  | 152
2013-11-25 16:00 |  | 189
2013-11-25 17:00 |  | 124.5
2013-11-25 18:00 |  | 61.5
2013-11-25 19:00 |  | 40
2013-11-25 20:00 |  | 37.5
2013-11-25 21:00 |  | 28.5
2013-11-25 22:00 |  | 26
2013-11-25 23:00 |  | 17.5
2013-11-26 |  | 34
2013-11-26 01:00 |  | 23
2013-11-26 02:00 |  | 27.5
2013-11-26 03:00 |  | 21.5
2013-11-26 04:00 |  | 43.5
2013-11-26 05:00 |  | 41.5
2013-11-26 06:00 |  | 68.5
2013-11-26 07:00 |  | 62
2013-11-26 08:00 |  | 52.5
2013-11-26 09:00 |  | 97.5
2013-11-26 10:00 |  | 74.5
2013-11-26 11:00 |  | 55.5
2013-11-26 12:00 |  | 128.5
2013-11-26 13:00 |  | 162
2013-11-26 14:00 |  | 183.5
2013-11-26 15:00 |  | 208.5
2013-11-26 16:00 |  | 98.5
2013-11-26 17:00 |  | 58
2013-11-26 18:00 |  | 48
2013-11-26 19:00 |  | 50.5
2013-11-26 20:00 |  | 41
2013-11-26 21:00 |  | 35
2013-11-26 22:00 |  | 48.5
2013-11-26 23:00 |  | 46
2013-11-27 |  | 33.5
2013-11-27 01:00 |  | 27
2013-11-27 02:00 |  | 24
2013-11-27 03:00 |  | 25.5
2013-11-27 04:00 |  | 28.5
2013-11-27 05:00 |  | 39.5
2013-11-27 06:00 |  | 58.5
2013-11-27 07:00 |  | 64.5
2013-11-27 08:00 |  | 72
2013-11-27 09:00 |  | 67
2013-11-27 10:00 |  | 91.5
2013-11-27 11:00 |  | 106
2013-11-27 12:00 |  | 98.5
2013-11-27 13:00 |  | 2.d | 2.d
2013-11-27 14:00 |  | 2.d | 2.d
2013-11-27 15:00 |  | 2.d | 2.d
2013-11-27 16:00 |  | 217.5
2013-11-27 17:00 |  | 139.5
2013-11-27 18:00 |  | 81.5
2013-11-27 19:00 |  | 70.5
2013-11-27 20:00 |  | 55.5
2013-11-27 21:00 |  | 38
2013-11-27 22:00 |  | 31
2013-11-27 23:00 |  | 25.5
2013-11-28 |  | 29.5
2013-11-28 01:00 |  | 23
2013-11-28 02:00 |  | 22
2013-11-28 03:00 |  | 30.5
2013-11-28 04:00 |  | 40
2013-11-28 05:00 |  | 60
2013-11-28 06:00 |  | 78
2013-11-28 07:00 |  | 151.5
2013-11-28 08:00 |  | 60.5
2013-11-28 09:00 |  | 137.5
2013-11-28 10:00 |  | 87
2013-11-28 11:00 |  | 189.5
2013-11-28 12:00 |  | 97
2013-11-28 13:00 |  | 193.5
2013-11-28 14:00 |  | 212
2013-11-28 15:00 |  | 129.5
2013-11-28 16:00 |  | 124.5
2013-11-28 17:00 |  | 93.5
2013-11-28 18:00 |  | 70
2013-11-28 19:00 |  | 51
2013-11-28 20:00 |  | 61.5
2013-11-28 21:00 |  | 48
2013-11-28 22:00 |  | 51
2013-11-28 23:00 |  | 54
2013-11-29 |  | 51.5
2013-11-29 01:00 |  | 47.5
2013-11-29 02:00 |  | 37
2013-11-29 03:00 |  | 42.5
2013-11-29 04:00 |  | 35
2013-11-29 05:00 |  | 70.5
2013-11-29 06:00 |  | 75.5
2013-11-29 07:00 |  | 69.5
2013-11-29 08:00 |  | 68.5
2013-11-29 09:00 |  | 120
2013-11-29 10:00 |  | 149
2013-11-29 11:00 |  | 122.5
2013-11-29 12:00 |  | 76.5
2013-11-29 13:00 |  | 121.5
2013-11-29 14:00 |  | 164
2013-11-29 15:00 |  | 171
2013-11-29 16:00 |  | 100.5
2013-11-29 17:00 |  | 92
2013-11-29 18:00 |  | 67.5
2013-11-29 19:00 |  | 54
2013-11-29 20:00 |  | 67.5
2013-11-29 21:00 |  | 45.5
2013-11-29 22:00 |  | 49
2013-11-29 23:00 |  | 70.5
2013-11-30 |  | 61
2013-11-30 01:00 |  | 61
2013-11-30 02:00 |  | 78
2013-11-30 03:00 |  | 44.5
2013-11-30 04:00 |  | 37.5
2013-11-30 05:00 |  | 46.5
2013-11-30 06:00 |  | 58
2013-11-30 07:00 |  | 64.5
2013-11-30 08:00 |  | 88.5
2013-11-30 09:00 |  | 85.5
2013-11-30 10:00 |  | 162.5
2013-11-30 11:00 |  | 126
2013-11-30 12:00 |  | 93
2013-11-30 13:00 |  | 96.5
2013-11-30 14:00 |  | 83
2013-11-30 15:00 |  | 102
2013-11-30 16:00 |  | 114
2013-11-30 17:00 |  | 96
2013-11-30 18:00 |  | 59
2013-11-30 19:00 |  | 51.5
2013-11-30 20:00 |  | 46
2013-11-30 21:00 |  | 44.5
2013-11-30 22:00 |  | 40.5
2013-11-30 23:00 |  | 40
2013-12-01 |  | 55
2013-12-01 01:00 |  | 70.5
2013-12-01 02:00 |  | 82
2013-12-01 03:00 |  | 54
2013-12-01 04:00 |  | 54.5
2013-12-01 05:00 |  | 60
2013-12-01 06:00 |  | 65.5
2013-12-01 07:00 |  | 59
2013-12-01 08:00 |  | 75
2013-12-01 09:00 |  | 73
2013-12-01 10:00 |  | 69
2013-12-01 11:00 |  | 62
2013-12-01 12:00 |  | 64.5
2013-12-01 13:00 |  | 74
2013-12-01 14:00 |  | 62
2013-12-01 15:00 |  | 63.5
2013-12-01 16:00 |  | 52
2013-12-01 17:00 |  | 88
2013-12-01 18:00 |  | 75
2013-12-01 19:00 |  | 45
2013-12-01 20:00 |  | 40.5
2013-12-01 21:00 |  | 40
2013-12-01 22:00 |  | 35
2013-12-01 23:00 |  | 37
2013-12-02 |  | 46.5
2013-12-02 01:00 |  | 31
2013-12-02 02:00 |  | 37.5
2013-12-02 03:00 |  | 47.5
2013-12-02 04:00 |  | 40.5
2013-12-02 05:00 |  | 57
2013-12-02 06:00 |  | 102.5
2013-12-02 07:00 |  | 64.5
2013-12-02 08:00 |  | 78
2013-12-02 09:00 |  | 69.5
2013-12-02 10:00 |  | 108.5
2013-12-02 11:00 |  | 113
2013-12-02 12:00 |  | 128.5
2013-12-02 13:00 |  | 207
2013-12-02 14:00 |  | 202.5
2013-12-02 15:00 |  | 151.5
2013-12-02 16:00 |  | 137.5
2013-12-02 17:00 |  | 77
2013-12-02 18:00 |  | 83
2013-12-02 19:00 |  | 69
2013-12-02 20:00 |  | 97
2013-12-02 21:00 |  | 46.5
2013-12-02 22:00 |  | 41
2013-12-02 23:00 |  | 66.5
2013-12-03 |  | 56
2013-12-03 01:00 |  | 43.5
2013-12-03 02:00 |  | 47.5
2013-12-03 03:00 |  | 37.5
2013-12-03 04:00 |  | 42.5
2013-12-03 05:00 |  | 85.5
2013-12-03 06:00 |  | 127.5
2013-12-03 07:00 |  | 114.5
2013-12-03 08:00 |  | 106.5
2013-12-03 09:00 |  | 126
2013-12-03 10:00 |  | 147
2013-12-03 11:00 |  | 84.5
2013-12-03 12:00 |  | 76.5
2013-12-03 13:00 |  | 97
2013-12-03 14:00 |  | 152
2013-12-03 15:00 |  | 127
2013-12-03 16:00 |  | 111
2013-12-03 17:00 |  | 78
2013-12-03 18:00 |  | 113.5
2013-12-03 19:00 |  | 84.5
2013-12-03 20:00 |  | 85.5
2013-12-03 21:00 |  | 142
2013-12-03 22:00 |  | 127
2013-12-03 23:00 |  | 96
2013-12-04 |  | 116.5
2013-12-04 01:00 |  | 85.5
2013-12-04 02:00 |  | 67.5
2013-12-04 03:00 |  | 63.5
2013-12-04 04:00 |  | 53.5
2013-12-04 05:00 |  | 71.5
2013-12-04 06:00 |  | 101.5
2013-12-04 07:00 |  | 123
2013-12-04 08:00 |  | 106.5
2013-12-04 09:00 |  | 110.5
2013-12-04 10:00 |  | 165.5
2013-12-04 11:00 |  | 134
2013-12-04 12:00 |  | 89.5
2013-12-04 13:00 |  | 271
2013-12-04 14:00 |  | 316.5
2013-12-04 15:00 |  | 214
2013-12-04 16:00 |  | 137.5
2013-12-04 17:00 |  | 65.5
2013-12-04 18:00 |  | 60.5
2013-12-04 19:00 |  | 65
2013-12-04 20:00 |  | 72.5
2013-12-04 21:00 |  | 61.5
2013-12-04 22:00 |  | 137
2013-12-04 23:00 |  | 50
2013-12-05 |  | 60.5
2013-12-05 01:00 |  | 77
2013-12-05 02:00 |  | 47
2013-12-05 03:00 |  | 48.5
2013-12-05 04:00 |  | 53
2013-12-05 05:00 |  | 62.5
2013-12-05 06:00 |  | 104.5
2013-12-05 07:00 |  | 158
2013-12-05 08:00 |  | 131
2013-12-05 09:00 |  | 111
2013-12-05 10:00 |  | 116.5
2013-12-05 11:00 |  | 110
2013-12-05 12:00 |  | 141.5
2013-12-05 13:00 |  | 208.5
2013-12-05 14:00 |  | 226.5
2013-12-05 15:00 |  | 184
2013-12-05 16:00 |  | 115
2013-12-05 17:00 |  | 73
2013-12-05 18:00 |  | 61
2013-12-05 19:00 |  | 52.5
2013-12-05 20:00 |  | 59
2013-12-05 21:00 |  | 58
2013-12-05 22:00 |  | 53.5
2013-12-05 23:00 |  | 63.5
2013-12-06 |  | 62.5
2013-12-06 01:00 |  | 58
2013-12-06 02:00 |  | 47.5
2013-12-06 03:00 |  | 39.5
2013-12-06 04:00 |  | 43.5
2013-12-06 05:00 |  | 67.5
2013-12-06 06:00 |  | 80
2013-12-06 07:00 |  | 86
2013-12-06 08:00 |  | 104.5
2013-12-06 09:00 |  | 91.5
2013-12-06 10:00 |  | 98.5
2013-12-06 11:00 |  | 97.5
2013-12-06 12:00 |  | 107.5
2013-12-06 13:00 |  | 141.5
2013-12-06 14:00 |  | 181
2013-12-06 15:00 |  | 116.5
2013-12-06 16:00 |  | 96
2013-12-06 17:00 |  | 44
2013-12-06 18:00 |  | 46.5
2013-12-06 19:00 |  | 47.5
2013-12-06 20:00 |  | 51.5
2013-12-06 21:00 |  | 67
2013-12-06 22:00 |  | 76.5
2013-12-06 23:00 |  | 55.5
2013-12-07 |  | 67
2013-12-07 01:00 |  | 59
2013-12-07 02:00 |  | 43
2013-12-07 03:00 |  | 47.5
2013-12-07 04:00 |  | 61.5
2013-12-07 05:00 |  | 88.5
2013-12-07 06:00 |  | 69.5
2013-12-07 07:00 |  | 62
2013-12-07 08:00 |  | 84
2013-12-07 09:00 |  | 96
2013-12-07 10:00 |  | 116.5
2013-12-07 11:00 |  | 77
2013-12-07 12:00 |  | 103
2013-12-07 13:00 |  | 162
2013-12-07 14:00 |  | 124
2013-12-07 15:00 |  | 76
2013-12-07 16:00 |  | 41.5
2013-12-07 17:00 |  | 44.5
2013-12-07 18:00 |  | 40.5
2013-12-07 19:00 |  | 46.5
2013-12-07 20:00 |  | 48
2013-12-07 21:00 |  | 56.5
2013-12-07 22:00 |  | 52.5
2013-12-07 23:00 |  | 41.5
2013-12-08 |  | 28
2013-12-08 01:00 |  | 27
2013-12-08 02:00 |  | 19.5
2013-12-08 03:00 |  | 32
2013-12-08 04:00 |  | 42.5
2013-12-08 05:00 |  | 33
2013-12-08 06:00 |  | 24.5
2013-12-08 07:00 |  | 20.5
2013-12-08 08:00 |  | 25
2013-12-08 09:00 |  | 26.5
2013-12-08 10:00 |  | 24
2013-12-08 11:00 |  | 30
2013-12-08 12:00 |  | 31
2013-12-08 13:00 |  | 30.5
2013-12-08 14:00 |  | 28.5
2013-12-08 15:00 |  | 27.5
2013-12-08 16:00 |  | 26.5
2013-12-08 17:00 |  | 25
2013-12-08 18:00 |  | 28
2013-12-08 19:00 |  | 27
2013-12-08 20:00 |  | 20
2013-12-08 21:00 |  | 21
2013-12-08 22:00 |  | 19.5
2013-12-08 23:00 |  | 15.5
2013-12-09 |  | 9.5
2013-12-09 01:00 |  | 15.5
2013-12-09 02:00 |  | 14.5
2013-12-09 03:00 |  | 15
2013-12-09 04:00 |  | 20.5
2013-12-09 05:00 |  | 43
2013-12-09 06:00 |  | 41
2013-12-09 07:00 |  | 33.5
2013-12-09 08:00 |  | 46
2013-12-09 09:00 |  | 46
2013-12-09 10:00 |  | 67
2013-12-09 11:00 |  | 54.5
2013-12-09 12:00 |  | 50
2013-12-09 13:00 |  | 74
2013-12-09 14:00 |  | 63
2013-12-09 15:00 |  | 83.5
2013-12-09 16:00 |  | 85.5
2013-12-09 17:00 |  | 72
2013-12-09 18:00 |  | 63
2013-12-09 19:00 |  | 69
2013-12-09 20:00 |  | 59.5
2013-12-09 21:00 |  | 49.5
2013-12-09 22:00 |  | 51.5
2013-12-09 23:00 |  | 69
2013-12-10 |  | 67
2013-12-10 01:00 |  | 46.5
2013-12-10 02:00 |  | 36.5
2013-12-10 03:00 |  | 42
2013-12-10 04:00 |  | 39
2013-12-10 05:00 |  | 54
2013-12-10 06:00 |  | 109.5
2013-12-10 07:00 |  | 75.5
2013-12-10 08:00 |  | 84
2013-12-10 09:00 |  | 85.5
2013-12-10 10:00 |  | 83
2013-12-10 11:00 |  | 105
2013-12-10 12:00 |  | 111
2013-12-10 13:00 |  | 152
2013-12-10 14:00 |  | 123.5
2013-12-10 15:00 |  | 102.5
2013-12-10 16:00 |  | 103
2013-12-10 17:00 |  | 96
2013-12-10 18:00 |  | 57.5
2013-12-10 19:00 |  | 52
2013-12-10 20:00 |  | 49
2013-12-10 21:00 |  | 43.5
2013-12-10 22:00 |  | 49
2013-12-10 23:00 |  | 43.5
2013-12-11 |  | 55
2013-12-11 01:00 |  | 37.5
2013-12-11 02:00 |  | 35
2013-12-11 03:00 |  | 36.5
2013-12-11 04:00 |  | 41
2013-12-11 05:00 |  | 75
2013-12-11 06:00 |  | 69
2013-12-11 07:00 |  | 76.5
2013-12-11 08:00 |  | 112.5
2013-12-11 09:00 |  | 96.5
2013-12-11 10:00 |  | 77.5
2013-12-11 11:00 |  | 77.5
2013-12-11 12:00 |  | 83.5
2013-12-11 13:00 |  | 102.5
2013-12-11 14:00 |  | 135.5
2013-12-11 15:00 |  | 106
2013-12-11 16:00 |  | 87.5
2013-12-11 17:00 |  | 68.5
2013-12-11 18:00 |  | 57
2013-12-11 19:00 |  | 48
2013-12-11 20:00 |  | 38
2013-12-11 21:00 |  | 36
2013-12-11 22:00 |  | 44
2013-12-11 23:00 |  | 45.5
2013-12-12 |  | 39
2013-12-12 01:00 |  | 46
2013-12-12 02:00 |  | 53
2013-12-12 03:00 |  | 51.5
2013-12-12 04:00 |  | 59
2013-12-12 05:00 |  | 65.5
2013-12-12 06:00 |  | 91.5
2013-12-12 07:00 |  | 127
2013-12-12 08:00 |  | 85
2013-12-12 09:00 |  | 182
2013-12-12 10:00 |  | 136.5
2013-12-12 11:00 |  | 110
2013-12-12 12:00 |  | 114
2013-12-12 13:00 |  | 98
2013-12-12 14:00 |  | 138
2013-12-12 15:00 |  | 138
2013-12-12 16:00 |  | 100.5
2013-12-12 17:00 |  | 60
2013-12-12 18:00 |  | 56
2013-12-12 19:00 |  | 37
2013-12-12 20:00 |  | 50.5
2013-12-12 21:00 |  | 42.5
2013-12-12 22:00 |  | 55.5
2013-12-12 23:00 |  | 37
2013-12-13 |  | 26.5
2013-12-13 01:00 |  | 35
2013-12-13 02:00 |  | 41
2013-12-13 03:00 |  | 42
2013-12-13 04:00 |  | 42.5
2013-12-13 05:00 |  | 66.5
2013-12-13 06:00 |  | 83
2013-12-13 07:00 |  | 109
2013-12-13 08:00 |  | 87
2013-12-13 09:00 |  | 97.5
2013-12-13 10:00 |  | 132.5
2013-12-13 11:00 |  | 108.5
2013-12-13 12:00 |  | 122
2013-12-13 13:00 |  | 130.5
2013-12-13 14:00 |  | 145
2013-12-13 15:00 |  | 104
2013-12-13 16:00 |  | 73
2013-12-13 17:00 |  | 60.5
2013-12-13 18:00 |  | 55
2013-12-13 19:00 |  | 53.5
2013-12-13 20:00 |  | 56
2013-12-13 21:00 |  | 58
2013-12-13 22:00 |  | 51
2013-12-13 23:00 |  | 41
2013-12-14 |  | 61.5
2013-12-14 01:00 |  | 47
2013-12-14 02:00 |  | 41.5
2013-12-14 03:00 |  | 39.5
2013-12-14 04:00 |  | 45.5
2013-12-14 05:00 |  | 77.5
2013-12-14 06:00 |  | 110.5
2013-12-14 07:00 |  | 80
2013-12-14 08:00 |  | 93.5
2013-12-14 09:00 |  | 182
2013-12-14 10:00 |  | 127
2013-12-14 11:00 |  | 173
2013-12-14 12:00 |  | 139.5
2013-12-14 13:00 |  | 217
2013-12-14 14:00 |  | 173
2013-12-14 15:00 |  | 73.5
2013-12-14 16:00 |  | 66.5
2013-12-14 17:00 |  | 53
2013-12-14 18:00 |  | 50
2013-12-14 19:00 |  | 48.5
2013-12-14 20:00 |  | 62.5
2013-12-14 21:00 |  | 62
2013-12-14 22:00 |  | 58
2013-12-14 23:00 |  | 59
2013-12-15 |  | 63
2013-12-15 01:00 |  | 71
2013-12-15 02:00 |  | 74
2013-12-15 03:00 |  | 97.5
2013-12-15 04:00 |  | 77
2013-12-15 05:00 |  | 78
2013-12-15 06:00 |  | 81
2013-12-15 07:00 |  | 85
2013-12-15 08:00 |  | 68.5
2013-12-15 09:00 |  | 48
2013-12-15 10:00 |  | 53
2013-12-15 11:00 |  | 45.5
2013-12-15 12:00 |  | 61.5
2013-12-15 13:00 |  | 50.5
2013-12-15 14:00 |  | 48
2013-12-15 15:00 |  | 55
2013-12-15 16:00 |  | 47.5
2013-12-15 17:00 |  | 42.5
2013-12-15 18:00 |  | 41
2013-12-15 19:00 |  | 62.5
2013-12-15 20:00 |  | 49.5
2013-12-15 21:00 |  | 55
2013-12-15 22:00 |  | 48
2013-12-15 23:00 |  | 63.5
2013-12-16 |  | 69
2013-12-16 01:00 |  | 46
2013-12-16 02:00 |  | 42.5
2013-12-16 03:00 |  | 33.5
2013-12-16 04:00 |  | 39
2013-12-16 05:00 |  | 48
2013-12-16 06:00 |  | 106.5
2013-12-16 07:00 |  | 76.5
2013-12-16 08:00 |  | 98.5
2013-12-16 09:00 |  | 104
2013-12-16 10:00 |  | 113.5
2013-12-16 11:00 |  | 82
2013-12-16 12:00 |  | 87.5
2013-12-16 13:00 |  | 108.5
2013-12-16 14:00 |  | 102
2013-12-16 15:00 |  | 132.5
2013-12-16 16:00 |  | 84.5
2013-12-16 17:00 |  | 70
2013-12-16 18:00 |  | 60.5
2013-12-16 19:00 |  | 67
2013-12-16 20:00 |  | 51
2013-12-16 21:00 |  | 74.5
2013-12-16 22:00 |  | 58
2013-12-16 23:00 |  | 48
2013-12-17 |  | 41
2013-12-17 01:00 |  | 30
2013-12-17 02:00 |  | 34.5
2013-12-17 03:00 |  | 43.5
2013-12-17 04:00 |  | 55.5
2013-12-17 05:00 |  | 66
2013-12-17 06:00 |  | 101.5
2013-12-17 07:00 |  | 85.5
2013-12-17 08:00 |  | 105.5
2013-12-17 09:00 |  | 110
2013-12-17 10:00 |  | 115.5
2013-12-17 11:00 |  | 126.5
2013-12-17 12:00 |  | 130.5
2013-12-17 13:00 |  | 147.5
2013-12-17 14:00 |  | 106
2013-12-17 15:00 |  | 112
2013-12-17 16:00 |  | 100
2013-12-17 17:00 |  | 62
2013-12-17 18:00 |  | 57.5
2013-12-17 19:00 |  | 60.5
2013-12-17 20:00 |  | 56
2013-12-17 21:00 |  | 60
2013-12-17 22:00 |  | 41.5
2013-12-17 23:00 |  | 40.5
2013-12-18 |  | 34
2013-12-18 01:00 |  | 30
2013-12-18 02:00 |  | 38
2013-12-18 03:00 |  | 40.5
2013-12-18 04:00 |  | 54.5
2013-12-18 05:00 |  | 44.5
2013-12-18 06:00 |  | 41.5
2013-12-18 07:00 |  | 73.5
2013-12-18 08:00 |  | 79.5
2013-12-18 09:00 |  | 116.5
2013-12-18 10:00 |  | 134.5
2013-12-18 11:00 |  | 110
2013-12-18 12:00 |  | 98.5
2013-12-18 13:00 |  | 142.5
2013-12-18 14:00 |  | 130
2013-12-18 15:00 |  | 107.5
2013-12-18 16:00 |  | 82.5
2013-12-18 17:00 |  | 63.5
2013-12-18 18:00 |  | 53.5
2013-12-18 19:00 |  | 57.5
2013-12-18 20:00 |  | 65.5
2013-12-18 21:00 |  | 50
2013-12-18 22:00 |  | 41.5
2013-12-18 23:00 |  | 47
2013-12-19 |  | 43.5
2013-12-19 01:00 |  | 42
2013-12-19 02:00 |  | 45.5
2013-12-19 03:00 |  | 36
2013-12-19 04:00 |  | 20.5
2013-12-19 05:00 |  | 24
2013-12-19 06:00 |  | 48
2013-12-19 07:00 |  | 54
2013-12-19 08:00 |  | 91.5
2013-12-19 09:00 |  | 98
2013-12-19 10:00 |  | 109.5
2013-12-19 11:00 |  | 101.5
2013-12-19 12:00 |  | 91
2013-12-19 13:00 |  | 106.5
2013-12-19 14:00 |  | 124
2013-12-19 15:00 |  | 85.5
2013-12-19 16:00 |  | 81
2013-12-19 17:00 |  | 62.5
2013-12-19 18:00 |  | 50.5
2013-12-19 19:00 |  | 50
2013-12-19 20:00 |  | 54
2013-12-19 21:00 |  | 51.5
2013-12-19 22:00 |  | 46.5
2013-12-19 23:00 |  | 53
2013-12-20 |  | 48.5
2013-12-20 01:00 |  | 52
2013-12-20 02:00 |  | 51.5
2013-12-20 03:00 |  | 45
2013-12-20 04:00 |  | 20
2013-12-20 05:00 |  | 14.5
2013-12-20 06:00 |  | 46
2013-12-20 07:00 |  | 105.5
2013-12-20 08:00 |  | 84
2013-12-20 09:00 |  | 145.5
2013-12-20 10:00 |  | 142.5
2013-12-20 11:00 |  | 112.5
2013-12-20 12:00 |  | 141
2013-12-20 13:00 |  | 76
2013-12-20 14:00 |  | 80.5
2013-12-20 15:00 |  | 112
2013-12-20 16:00 |  | 96.5
2013-12-20 17:00 |  | 74
2013-12-20 18:00 |  | 56
2013-12-20 19:00 |  | 49
2013-12-20 20:00 |  | 48.5
2013-12-20 21:00 |  | 49
2013-12-20 22:00 |  | 51
2013-12-20 23:00 |  | 47.5
2013-12-21 |  | 45.5
2013-12-21 01:00 |  | 53.5
2013-12-21 02:00 |  | 53
2013-12-21 03:00 |  | 55.5
2013-12-21 04:00 |  | 58
2013-12-21 05:00 |  | 68.5
2013-12-21 06:00 |  | 99
2013-12-21 07:00 |  | 90.5
2013-12-21 08:00 |  | 94.5
2013-12-21 09:00 |  | 127.5
2013-12-21 10:00 |  | 119.5
2013-12-21 11:00 |  | 105
2013-12-21 12:00 |  | 80.5
2013-12-21 13:00 |  | 89
2013-12-21 14:00 |  | 93.5
2013-12-21 15:00 |  | 98
2013-12-21 16:00 |  | 85
2013-12-21 17:00 |  | 55.5
2013-12-21 18:00 |  | 63.5
2013-12-21 19:00 |  | 48.5
2013-12-21 20:00 |  | 54.5
2013-12-21 21:00 |  | 55
2013-12-21 22:00 |  | 48
2013-12-21 23:00 |  | 54
2013-12-22 |  | 58
2013-12-22 01:00 |  | 58
2013-12-22 02:00 |  | 64.5
2013-12-22 03:00 |  | 67
2013-12-22 04:00 |  | 63
2013-12-22 05:00 |  | 68.5
2013-12-22 06:00 |  | 76.5
2013-12-22 07:00 |  | 62
2013-12-22 08:00 |  | 75
2013-12-22 09:00 |  | 63
2013-12-22 10:00 |  | 58
2013-12-22 11:00 |  | 53.5
2013-12-22 12:00 |  | 62.5
2013-12-22 13:00 |  | 67.5
2013-12-22 14:00 |  | 66
2013-12-22 15:00 |  | 65
2013-12-22 16:00 |  | 53
2013-12-22 17:00 |  | 47.5
2013-12-22 18:00 |  | 43.5
2013-12-22 19:00 |  | 42.5
2013-12-22 20:00 |  | 39.5
2013-12-22 21:00 |  | 41
2013-12-22 22:00 |  | 35
2013-12-22 23:00 |  | 38
2013-12-23 |  | 40.5
2013-12-23 01:00 |  | 43
2013-12-23 02:00 |  | 42
2013-12-23 03:00 |  | 38.5
2013-12-23 04:00 |  | 49
2013-12-23 05:00 |  | 58.5
2013-12-23 06:00 |  | 81
2013-12-23 07:00 |  | 64
2013-12-23 08:00 |  | 68
2013-12-23 09:00 |  | 105.5
2013-12-23 10:00 |  | 108
2013-12-23 11:00 |  | 100.5
2013-12-23 12:00 |  | 94.5
2013-12-23 13:00 |  | 101.5
2013-12-23 14:00 |  | 117
2013-12-23 15:00 |  | 120.5
2013-12-23 16:00 |  | 88
2013-12-23 17:00 |  | 67.5
2013-12-23 18:00 |  | 57.5
2013-12-23 19:00 |  | 56
2013-12-23 20:00 |  | 58
2013-12-23 21:00 |  | 64
2013-12-23 22:00 |  | 58.5
2013-12-23 23:00 |  | 76
2013-12-24 |  | 86.5
2013-12-24 01:00 |  | 84.5
2013-12-24 02:00 |  | 83.5
2013-12-24 03:00 |  | 75.5
2013-12-24 04:00 |  | 63
2013-12-24 05:00 |  | 52.5
2013-12-24 06:00 |  | 62.5
2013-12-24 07:00 |  | 100
2013-12-24 08:00 |  | 97.5
2013-12-24 09:00 |  | 117.5
2013-12-24 10:00 |  | 111.5
2013-12-24 11:00 |  | 116.5
2013-12-24 12:00 |  | 105.5
2013-12-24 13:00 |  | 82.5
2013-12-24 14:00 |  | 80.5
2013-12-24 15:00 |  | 70
2013-12-24 16:00 |  | 55
2013-12-24 17:00 |  | 45.5
2013-12-24 18:00 |  | 55
2013-12-24 19:00 |  | 41.5
2013-12-24 20:00 |  | 58
2013-12-24 21:00 |  | 45.5
2013-12-24 22:00 |  | 34
2013-12-24 23:00 |  | 23
2013-12-25 |  | 25
2013-12-25 01:00 |  | 39.5
2013-12-25 02:00 |  | 59.5
2013-12-25 03:00 |  | 48
2013-12-25 04:00 |  | 53
2013-12-25 05:00 |  | 48
2013-12-25 06:00 |  | 44
2013-12-25 07:00 |  | 38
2013-12-25 08:00 |  | 31.5
2013-12-25 09:00 |  | 44
2013-12-25 10:00 |  | 33
2013-12-25 11:00 |  | 36.5
2013-12-25 12:00 |  | 37
2013-12-25 13:00 |  | 36
2013-12-25 14:00 |  | 37
2013-12-25 15:00 |  | 41
2013-12-25 16:00 |  | 44
2013-12-25 17:00 |  | 38.5
2013-12-25 18:00 |  | 30.5
2013-12-25 19:00 |  | 34
2013-12-25 20:00 |  | 40.5
2013-12-25 21:00 |  | 42
2013-12-25 22:00 |  | 39.5
2013-12-25 23:00 |  | 43.5
2013-12-26 |  | 30.5
2013-12-26 01:00 |  | 29
2013-12-26 02:00 |  | 28.5
2013-12-26 03:00 |  | 29.5
2013-12-26 04:00 |  | 32.5
2013-12-26 05:00 |  | 35
2013-12-26 06:00 |  | 57.5
2013-12-26 07:00 |  | 56
2013-12-26 08:00 |  | 75
2013-12-26 09:00 |  | 81
2013-12-26 10:00 |  | 79
2013-12-26 11:00 |  | 67
2013-12-26 12:00 |  | 83
2013-12-26 13:00 |  | 133
2013-12-26 14:00 |  | 133
2013-12-26 15:00 |  | 153
2013-12-26 16:00 |  | 122.5
2013-12-26 17:00 |  | 63
2013-12-26 18:00 |  | 55
2013-12-26 19:00 |  | 38.5
2013-12-26 20:00 |  | 50
2013-12-26 21:00 |  | 48
2013-12-26 22:00 |  | 42
2013-12-26 23:00 |  | 42.5
2013-12-27 |  | 37.5
2013-12-27 01:00 |  | 44
2013-12-27 02:00 |  | 48
2013-12-27 03:00 |  | 56.5
2013-12-27 04:00 |  | 39
2013-12-27 05:00 |  | 52
2013-12-27 06:00 |  | 70.5
2013-12-27 07:00 |  | 56
2013-12-27 08:00 |  | 62
2013-12-27 09:00 |  | 78
2013-12-27 10:00 |  | 97.5
2013-12-27 11:00 |  | 82
2013-12-27 12:00 |  | 113
2013-12-27 13:00 |  | 113.5
2013-12-27 14:00 |  | 102.5
2013-12-27 15:00 |  | 102
2013-12-27 16:00 |  | 111.5
2013-12-27 17:00 |  | 100.5
2013-12-27 18:00 |  | 95
2013-12-27 19:00 |  | 77.5
2013-12-27 20:00 |  | 81
2013-12-27 21:00 |  | 93
2013-12-27 22:00 |  | 101.5
2013-12-27 23:00 |  | 117.5
2013-12-28 |  | 82.5
2013-12-28 01:00 |  | 63
2013-12-28 02:00 |  | 57
2013-12-28 03:00 |  | 57.5
2013-12-28 04:00 |  | 57.5
2013-12-28 05:00 |  | 77.5
2013-12-28 06:00 |  | 78
2013-12-28 07:00 |  | 105
2013-12-28 08:00 |  | 72
2013-12-28 09:00 |  | 71.5
2013-12-28 10:00 |  | 73
2013-12-28 11:00 |  | 64
2013-12-28 12:00 |  | 80
2013-12-28 13:00 |  | 68.5
2013-12-28 14:00 |  | 72
2013-12-28 15:00 |  | 93.5
2013-12-28 16:00 |  | 103.5
2013-12-28 17:00 |  | 116.5
2013-12-28 18:00 |  | 81
2013-12-28 19:00 |  | 59
2013-12-28 20:00 |  | 45.5
2013-12-28 21:00 |  | 49.5
2013-12-28 22:00 |  | 60.5
2013-12-28 23:00 |  | 61
2013-12-29 |  | 88.5
2013-12-29 01:00 |  | 71.5
2013-12-29 02:00 |  | 60
2013-12-29 03:00 |  | 50
2013-12-29 04:00 |  | 61
2013-12-29 05:00 |  | 57
2013-12-29 06:00 |  | 77.5
2013-12-29 07:00 |  | 52
2013-12-29 08:00 |  | 68.5
2013-12-29 09:00 |  | 92.5
2013-12-29 10:00 |  | 106
2013-12-29 11:00 |  | 42.5
2013-12-29 12:00 |  | 62.5
2013-12-29 13:00 |  | 53.5
2013-12-29 14:00 |  | 58
2013-12-29 15:00 |  | 82
2013-12-29 16:00 |  | 72.5
2013-12-29 17:00 |  | 44.5
2013-12-29 18:00 |  | 76
2013-12-29 19:00 |  | 78.5
2013-12-29 20:00 |  | 76
2013-12-29 21:00 |  | 67
2013-12-29 22:00 |  | 100
2013-12-29 23:00 |  | 92
2013-12-30 |  | 40
2013-12-30 01:00 |  | 79
2013-12-30 02:00 |  | 41
2013-12-30 03:00 |  | 32
2013-12-30 04:00 |  | 49.5
2013-12-30 05:00 |  | 46.5
2013-12-30 06:00 |  | 77.5
2013-12-30 07:00 |  | 71
2013-12-30 08:00 |  | 110.5
2013-12-30 09:00 |  | 74.5
2013-12-30 10:00 |  | 131.5
2013-12-30 11:00 |  | 85.5
2013-12-30 12:00 |  | 66.5
2013-12-30 13:00 |  | 106
2013-12-30 14:00 |  | 114.5
2013-12-30 15:00 |  | 151.5
2013-12-30 16:00 |  | 129.5
2013-12-30 17:00 |  | 145.5
2013-12-30 18:00 |  | 72.5
2013-12-30 19:00 |  | 39
2013-12-30 20:00 |  | 40
2013-12-30 21:00 |  | 32.5
2013-12-30 22:00 |  | 57
2013-12-30 23:00 |  | 83.5
2013-12-31 |  | 48.5
2013-12-31 01:00 |  | 48.5
2013-12-31 02:00 |  | 53
2013-12-31 03:00 |  | 53
2013-12-31 04:00 |  | 53
2013-12-31 05:00 |  | 53
2013-12-31 06:00 |  | 97.5
2013-12-31 07:00 |  | 76.5
2013-12-31 08:00 |  | 80
2013-12-31 09:00 |  | 90.5
2013-12-31 10:00 |  | 84
2013-12-31 11:00 |  | 101
2013-12-31 12:00 |  | 102
2013-12-31 13:00 |  | 18.5
2013-12-31 14:00 |  | 34.5
2013-12-31 15:00 |  | 40.5
2013-12-31 16:00 |  | 82
2013-12-31 17:00 |  | 91
2013-12-31 18:00 |  | 98.5
2013-12-31 19:00 |  | 22
2013-12-31 20:00 |  | 34
2013-12-31 21:00 |  | 45
2013-12-31 22:00 |  | 53
2013-12-31 23:00 |  | 85