## Hoja2 (hidden)
Method | Parámetro | Tipo | Designation No. | Method Code
Andersen Instruments RAAS10-100 | MP10 | Samplers | RFPS-0699-130 | 130
Andersen Instruments RAAS10-200 | MP10 | Samplers | RFPS-0699-131 | 131
Andersen Instruments RAAS10-300 | MP10 | Samplers | RFPS-0699-132 | 132
BGI Model PQ100 | MP10 | Samplers | RFPS-1298-124 | 124
BGI Model PQ200 | MP10 | Samplers | RFPS-1298-125 | 125
Ecotech Model 3000 PM10 High Volume Sampler | MP10 | Samplers | RFPS-0706-162 | 162
New Star Environmental Model NS-6070 | MP10 | Samplers | RFPS-0202-141 | 141
Oregon DEQ Medium volume sampler | MP10 | Samplers | RFPS-0389-071 | 71
Rupprecht & Patashnick Partisol® 2000 | MP10 | Samplers | RFPS-0694-098 | 98
R & P Partisol®-FRM 2000 | MP10 | Samplers | RFPS-1298-126 | 126
R & P Partisol®-Plus 2025 Seq. | MP10 | Samplers | RFPS-1298-127 | 127
Sierra-Andersen/GMW 1200 | MP10 | Samplers | RFPS-1287-063 | 63
Sierra-Andersen/GMW 321-B | MP10 | Samplers | RFPS-1287-064 | 64
Sierra-Andersen/GMW 321-C | MP10 | Samplers | RFPS-1287-065 | 65
Sierra-Andersen/GMW SA241, SA241M Dichot. | MP10 | Samplers | RFPS-0789-073 | 73
Thermo Scientific Partisol® 2000 | MP10 | Samplers | RFPS-0694-098 | 98
Thermo Scientific Partisol® 2000-D, Partisol® 2000i-D | MP10 | Samplers | EQPS-311-197 | 197
Thermo Scientific Partisol® 2000-FRM, Partisol® 2000i | MP10 | Samplers | RFPS-1298-126 | 126
Thermo Scientific Partisol®-Plus 2025 Seq., Partisol® 2025i Seq | MP10 | Samplers | RFPS-1298-127 | 127
Thermo Scientific Partisol®-Plus 2025-D Seq., Partisol® 2025i-D Seq | MP10 | Samplers | EQPS-0311-198 | 198
Tisch Environmental Model TE-6070 | MP10 | Samplers | RFPS-0202-141 | 141
W&A/Thermo Electron Model 600 HVL | MP10 | Samplers | RFPS-1087-062 | 62
Andersen Instruments FH62I-N Beta | MP10 | Analyzers | EQPM-0990-076 | 76
DKK-TOA FPM-222/222C/223/223C | MP10 | Analyzers | EQPM-0905-156 | 156
DKK-TOA DUB-222(S)/223(S) | MP10 | Analyzers | EQPM-0905-156 | 156
Environnement S.A. MP101M Beta | MP10 | Analyzers | EQPM-0404-151 | 151
Horiba APDA-371 | MP10 | Analyzers | EQPM-0798-122 | 122
Met One BAM1020, GBAM1020, BAM1020-1, GBAM1020-1 Beta | MP10 | Analyzers | EQPM-0798-122 | 122
Opsis SM200 | MP10 | Analyzers | EQPM-0810-193 | 193
R & P TEOM® 1400, 1400a | MP10 | Analyzers | EQPM-1090-079 | 79
SWAM 5a Dual Channel Monitor | MP10 | Analyzers | EQPM-0912-205 | 205
Teledyne Model 602 BetaPLUS Particle Measurement System | MP10 | Analyzers | EQPM-0912-205 | 205
Thermo Andersen Series FH 62 C14 Beta Monitor, 5014i Beta | MP10 | Analyzers | EQPM-1102-150 | 150
Thermo Scientific TEOM® 1400AB, 1405 | MP10 | Analyzers | EQPM-1090-079 | 79
Thermo Scientific TEOM® 1405-DF with FDMS® | MP10 | Analyzers | EQPM-1013-208 | 208
W&A/Thermo Electron 650 Beta Gauge | MP10 | Analyzers | EQPM-0391-081 | 81
Andersen Model RAAS2.5-200 Audit | MP2.5 | Samplers | RFPS-0299-128 | 128
BGI PQ200/200A | MP2.5 | Samplers | RFPS-0498-116 | 116
BGI PQ200-VSCC™ or PQ200A-VSCC™ | MP2.5 | Samplers | EQPM-0202-142 | 142
BGI PQ200-VSCC™ or PQ200A-VSCC™ | MP2.5 | Samplers | RFPS-0498-116 | 116
Graseby Andersen RAAS2.5-100 | MP2.5 | Samplers | RFPS-0598-119 | 119
Graseby Andersen RAAS2.5-300 | MP2.5 | Samplers | RFPS-0598-120 | 120
R & P Partisol®-FRM 2000 PM-2.5 | MP2.5 | Samplers | RFPS-0498-117 | 117
R & P Partisol®-FRM 2000 PM-2.5 [FEM] | MP2.5 | Samplers | EQPM-0202-143 | 143
R & P Partisol®-FRM 2000 PM-2.5 [FEM], | MP2.5 | Samplers | RFPS-0498-117 | 117
R & P Partisol® 2000 PM-2.5 Audit | MP2.5 | Samplers | RFPS-0499-129 | 129
R & P Partisol® 2000 PM-2.5 FEM Audit | MP2.5 | Samplers | EQPM-0202-144 | 144
R & P Partisol® 2000 PM-2.5 FEM Audit | MP2.5 | Samplers | RFPS-0499-129 | 129
R & P Partisol®-Plus 2025 PM-2.5 Seq. | MP2.5 | Samplers | RFPS-0498-118 | 118
R & P Partisol®-Plus 2025 PM-2.5 [FEM] Seq. | MP2.5 | Samplers | EQPM-0202-145 | 145
R & P Partisol®-Plus 2025 PM-2.5 [FEM] Seq. | MP2.5 | Samplers | RFPS-0498-118 | 118
Thermo Electron RAAS2.5-100 FEM | MP2.5 | Samplers | EQPM-0804-153 | 153
Thermo Electron RAAS2.5-100 FEM | MP2.5 | Samplers | RFPS-0598-119 | 119
Thermo Electron RAAS2.5-200 FEM | MP2.5 | Samplers | EQPM-0804-154 | 154
Thermo Electron RAAS2.5-200 FEM | MP2.5 | Samplers | RFPS-0299-128 | 128
Thermo Electron RAAS2.5-300 FEM | MP2.5 | Samplers | EQPM-0804-155 | 155
Thermo Electron RAAS2.5-300 FEM | MP2.5 | Samplers | RFPS-0598-120 | 120
Thermo Environmental Model 605 CAPS | MP2.5 | Samplers | RFPS-1098-123 | 123
Thermo Scientific Partisol® 2000-D Dichot., Partisol® 2000i-D Dichot. | MP2.5 | Samplers | EQPS-0509-177 | 177
Thermo Scientific Dichot. Partisol®-Plus Model 2025-D Seq., Partisol® 2025i-D Dichot. Seq. | MP2.5 | Samplers | EQPS-0509-179 | 179
Thermo Scientific Partisol® 2000-FRM, Partisol® 2000i | MP2.5 | Samplers | RFPS-0498-117 | 117
Thermo Scientific Partisol® 2000-FRM, Partisol® 2000i | MP2.5 | Samplers | EQPM-0202-143 | 143
Thermo Scientific Partisol®-Plus 2025 Seq., Partisol® 2025i Seq | MP2.5 | Samplers | RFPS-0498-118 | 118
Thermo Scientific Partisol®-Plus 2025 Seq., Partisol® 2025i Seq | MP2.5 | Samplers | EQPM-0202-145 | 145
URG-MASS100 | MP2.5 | Samplers | RFPS-0400-135 | 135
URG-MASS300 | MP2.5 | Samplers | RFPS-0400-136 | 136
Environnement s.a. Model MP101M PM2.5 Beta Attenuation Monitor | MP2.5 | Analyzers | EQPM-1013-211 | 211
Grimm Model EDM 180 PM2.5 Monitor | MP2.5 | Analyzers | EQPM-0311-195 | 195
Horiba APDA-371 | MP2.5 | Analyzers | EQPM-0308-170 | 170
Met One BAM-1020 PM-2.5 [FEM] | MP2.5 | Analyzers | EQPM-0308-170 | 170
Met One BAM-1022 Real Time Beta Attenuation Mass Monitor | MP2.5 | Analyzers | EQPM-1013-209 | 209
Thermo Scientific FH62C14-DHS Continuous, 5014i | MP2.5 | Analyzers | EQPM-0609-183 | 183
Opsis SM200 | MP2.5 | Analyzers | EQPM-0812-203 | 203
SWAM 5a Dual Channel Monitor | MP2.5 | Analyzers | EQPM-0912-204 | 204
Teledyne Model 602 BetaPLUS Particle Measurement System | MP2.5 | Analyzers | EQPM-0912-204 | 204
Thermo Scientific Model 5030i Sharp, 5030 SHARP | MP2.5 | Analyzers | EQPM-0609-184 | 184
Thermo Scientific TEOM® 1400a with Series 8500C FDMS® | MP2.5 | Analyzers | EQPM-0609-181 | 181
Thermo Scientific TEOM® 1405-DF Dichot. with FDMS® | MP2.5 | Analyzers | EQPM-0609-182 | 182
Tisch Environmental TE-EDM 180 PM2.5 | MP2.5 | Analyzers | EQPM-0311-195 | 195
BGI Inc. Model PQ200 PM10-2.5 sampler pair | MP10-2.5 | Samplers | RFPS-1208-173 | 173
Thermo Scientific Partisol® 2000-FRM sampler pair, Partisol® 2000i sampler pair | MP10-2.5 | Samplers | RFPS-0509-175 | 175
Thermo Scientific Partisol®-Plus 2025 Seq. sampler pair, Partisol® 2025i Seq sampler pair | MP10-2.5 | Samplers | RFPS-0509-176 | 176
Thermo Scientific Partisol® 2000-D Dichot., Partisol® 2000i-D Dichot. | MP10-2.5 | Samplers | EQPS-0509-178 | 178
Thermo Scientific Dichot. Partisol®-Plus Model 2025-D Seq., Partisol® 2025i-D Dichot. Seq. | MP10-2.5 | Samplers | EQPS-0509-180 | 180
Met One Instruments BAM-1020 System | MP10-2.5 | Analyzers | EQPM-0709-185 | 185
SWAM 5a Dual Channel Monitor | MP10-2.5 | Analyzers | EQPM-0912-206 | 206
Teledyne Model 602 BetaPLUS Particle Measurement System | MP10-2.5 | Analyzers | EQPM-0912-206 | 206
Thermo Scientific TEOM® 1405-DF with FDMS® | MP10-2.5 | Analyzers | EQPM-1013-207 | 207
Advanced Pollution Instr. 100 | SO2 | Analyzers | EQSA-0990-077 | 77
Advanced Pollution Instr. 100A/100AS | SO2 | Analyzers | EQSA-0495-100 | 100
Asarco 500 | SO2 | Analyzers | EQSA-0877-024 | 24
Beckman 953 | SO2 | Analyzers | EQSA-0678-029 | 29
Bendix 8303 | SO2 | Analyzers | EQSA-1078-030 | 30
Casella ML9850, ML9850B, CM2050, CM2050B | SO2 | Analyzers | EQSA-0193-092 | 92
Columbia Scientific Industries 5700 | SO2 | Analyzers | EQSA-0494-095 | 95
Dasibi 4108 | SO2 | Analyzers | EQSA-1086-061 | 61
DKK-TOA Corp. GFS-32 | SO2 | Analyzers | EQSA-0701-115 | 115
DKK-TOA Corp. GFS-112E, GFS-112E-1 | SO2 | Analyzers | EQSA-0100-133 | 133
DKK-TOA Corp. GFS-312E | SO2 | Analyzers | EQSA-1107-168 | 168
Ecotech ML9850/EC9850, ML9850B/EC9850B | SO2 | Analyzers | EQSA-0193-092 | 92
Ecotech EC9850T | SO2 | Analyzers | EQSA-0193-092 | 92
Ecotech Serinus 50 | SO2 | Analyzers | EQSA-0809-188 | 188
Environnement S.A AF21M | SO2 | Analyzers | EQSA-0292-084 | 84
Environnement S.A AF22M | SO2 | Analyzers | EQSA-0802-149 | 149
Environnement S.A. SANOA | SO2 | Analyzers | EQSA-0400-138 | 138
Horiba Model APSA-360/APSA-360ACE | SO2 | Analyzers | EQSA-0197-114 | 114
Horiba Model APSA-370 | SO2 | Analyzers | EQSA-0506-159 | 159
Lear Siegler AM2020 | SO2 | Analyzers | EQSA-1280-049 | 49
Lear Siegler SM1000 | SO2 | Analyzers | EQSA-1275-005 | 5
Meloy SA185-2A | SO2 | Analyzers | EQSA-1275-006 | 6
Meloy SA285E | SO2 | Analyzers | EQSA-1078-032 | 32
Meloy SA700 | SO2 | Analyzers | EQSA-0580-046 | 46
Monitor Labs 8450 | SO2 | Analyzers | EQSA-0876-013 | 513
Monitor Labs or Lear Siegler 8850 | SO2 | Analyzers | EQSA-0779-039 | 39
Monitor Labs or Lear Siegler 8850S | SO2 | Analyzers | EQSA-0390-075 | 75
Opsis AB OPS50 | SO2 | Analyzers | EQSA-0809-188 | 188
Opsis AR 500, System 300 (open path) | SO2 | Analyzers | EQSA-0495-101 | 101
Philips PW9700 | SO2 | Analyzers | EQSA-0876-011 | 511
Philips PW9755 | SO2 | Analyzers | EQSA-0676-010 | 10
recordum airpointer system | SO2 | Analyzers | EQSA-0495-100 | 100
SERES SF 2000 G | SO2 | Analyzers | EQSA-0810-194 | 194
SIR S.A. S-5001 | SO2 | Analyzers | EQSA-0507-166 | 166
recordum airpointer system | SO2 | Analyzers | EQSA-0495-100 | 100
Teledyne Advanced Pollution Inst. 100A, 100 AS, 100E, 100EU, T100, T100U | SO2 | Analyzers | EQSA-0495-100 | 100
Teledyne Analytical Instruments 6400A | SO2 | Analyzers | EQSA-0495-100 | 100
Teledyne Analytical Instruments 6400E | SO2 | Analyzers | EQSA-0809-188 | 188
Teledyne Monitor Labs ML9850, ML9850B | SO2 | Analyzers | EQSA-0193-092 | 92
Teledyne Monitor Labs TML-50 | SO2 | Analyzers | EQSA-0495-100 | 100
Thermo Electron 43 | SO2 | Analyzers | EQSA-0276-009 | 9
Thermo Electron 43A, 43C-TLE, 43i | SO2 | Analyzers | EQSA-0486-060 | 60
Thermo Environmental Instruments 43B, 43C | SO2 | Analyzers | EQSA-0486-060 | 60
Wedding 1040 | SO2 | Analyzers | EQSA-0193-092 | 92
2B Technologies Model 202 | O3 | Analyzers | EQOA-0410-190 | 190
2B Technologies Model 211 | O3 | Analyzers | EQOA-0514-215 | 215
Advanced Pollution Instr. 400/400A/400E | O3 | Analyzers | EQOA-0992-087 | 87
Beckman 950A | O3 | Analyzers | RFOA-0577-020 | 20
Bendix 8002 | O3 | Analyzers | RFOA-0176-007 | 7
Casella ML9810, ML9810B, ML9811, ML9812, CM2010, CM2010B, CM2011, CM2012 | O3 | Analyzers | EQOA-0193-091 | 91
Columbia Scientific Industries 2000 | O3 | Analyzers | RFOA-0279-036 | 36
Dasibi 1003-AH, -PC, -RS | O3 | Analyzers | EQOA-0577-019 | 19
Dasibi 1008-AH, -PC, -RS | O3 | Analyzers | EQOA-0383-056 | 56
DKK-TOA Corp. GUX-113E, GUX-113E-1 | O3 | Analyzers | EQOA-0200-134 | 134
DKK-TOA Corp. GUX-313E | O3 | Analyzers | EQOA-1107-169 | 169
Ecotech ML9810/EC9810, -9810B, -9811, -9812 | O3 | Analyzers | EQOA-0193-091 | 91
Ecotech Serinus 10 | O3 | Analyzers | EQOA-0809-187 | 187
Environics 300 | O3 | Analyzers | EQOA-0990-078 | 78
Environnement S.A O341M | O3 | Analyzers | EQOA-0895-105 | 105
Environnement S.A O342M | O3 | Analyzers | EQOA-0206-148 | 148
Environnement S.A SANOA | O3 | Analyzers | EQOA-0400-137 | 137
Horiba APOA-360 | O3 | Analyzers | EQOA-0196-112 | 112
Horiba APOA-370 | O3 | Analyzers | EQOA-0506-160 | 160
McMillan 1100-1 | O3 | Analyzers | RFOA-1076-014 | 514
McMillan 1100-2 | O3 | Analyzers | RFOA-1076-015 | 515
McMillan 1100-3 | O3 | Analyzers | RFOA-1076-016 | 16
Meloy OA325-2R | O3 | Analyzers | RFOA-1075-003 | 3
Meloy OA350-2R | O3 | Analyzers | RFOA-1075-004 | 4
Monitor Labs 8410E | O3 | Analyzers | RFOA-1176-017 | 17
Monitor Labs or Lear Siegler 8810 | O3 | Analyzers | EQOA-0881-053 | 53
Opsis AB OPS10 | O3 | Analyzers | EQOA-0809-187 | 187
Opsis AR 500, System 300 (open path) | O3 | Analyzers | EQOA-0495-103 | 103
PCI Ozone Corp. LC-12 | O3 | Analyzers | EQOA-0382-055 | 55
Philips PW9771 | O3 | Analyzers | EQOA-0777-023 | 23
recordum airpointer system | O3 | Analyzers | EQOA-0992-087 | 87
Seres Model OZ 2000 G | O3 | Analyzers | EQOA-0506-161 | 161
SIR S.A. S-5014 | O3 | Analyzers | EQOA-0207-164 | 164
Tanabyte 722, 723, 724, 725, 726 | O3 | Analyzers | EQOA-0407-165 | 165
Teledyne Advanced Pollution Instr. 265E, T265 | O3 | Analyzers | EQOA-0611-199 | 199
Teledyne Advanced Pollution Instr. 400, 400A, 400E, T400 | O3 | Analyzers | EQOA-0992-087 | 87
Teledyne Advanced Pollution Instr. T204 | O3 | Analyzers | EQOA-0514-214 | 214
Teledyne Monitor Labs ML9810/9810B, ML9811, ML9812 | O3 | Analyzers | EQOA-0193-091 | 91
Teledyne Monitor Labs TML-10 | O3 | Analyzers | EQOA-0992-087 | 87
Thermo Electron or Thermo Environmental Instruments 49, 49C, 49i | O3 | Analyzers | EQOA-0880-047 | 47
Wedding 1010 | O3 | Analyzers | EQOA-0193-091 | 91
Beckman 866 | CO | Analyzers | RFCA-0876-012 | 12
Bendix 8501-5CA | CO | Analyzers | RFCA-0276-008 | 8
Casella ML9830, ML9830B, CM2030, CM2030B | CO | Analyzers | RFCA-0992-088 | 88
Dasibi 3003 | CO | Analyzers | RFCA-0381-051 | 51
Dasibi 3008 | CO | Analyzers | RFCA-0488-067 | 67
DKK-TOA Corp. GFC-311E | CO | Analyzers | RFCA-0907-167 | 167
Ecotech Serinus 30 | CO | Analyzers | RFCA-0509-174 | 174
Ecotech ML9830/EC9830, ML9830B/EC9830B | CO | Analyzers | RFCA-0992-088 | 88
Ecotech EC9830T | CO | Analyzers | RFCA-0992-088 | 88
Environnement S.A CO11M | CO | Analyzers | RFCA-0995-108 | 108
Environnement S.A CO12M | CO | Analyzers | RFCA-0206-147 | 147
Horiba AQM-10, -11, -12 | CO | Analyzers | RFCA-1278-033 | 33
Horiba 300E/300SE | CO | Analyzers | RFCA-1180-048 | 48
Horiba APMA-360 | CO | Analyzers | RFCA-0895-106 | 106
Horiba APMA-370 | CO | Analyzers | RFCA-0506-158 | 158
MASS – CO 1 (Massachusetts) | CO | Analyzers | RFCA-1280-050 | 50
Monitor Labs 8310 | CO | Analyzers | RFCA-0979-041 | 41
Monitor Labs or Lear Siegler 8830 | CO | Analyzers | RFCA-0388-066 | 66
MSA 202S | CO | Analyzers | RFCA-0177-018 | 18
Opsis AB OPS 30 | CO | Analyzers | RFCA-0509-174 | 174
recordum airpointer system | CO | Analyzers | RFCA-1093-093 | 93
SIR S.A. Model S-5006 | CO | Analyzers | RFCA-0708-172 | 172
Teledyne Adv. Pollution Instr. 300, 300E, 300EU, T300, T300U | CO | Analyzers | RFCA-1093-093 | 93
Teledyne Analytical Instruments GFC7001E | CO | Analyzers | RFCA-0509-174 | 174
Teledyne Monitor Labs ML9830/9830B | CO | Analyzers | RFCA-0992-088 | 88
Teledyne Monitor Labs TML-30 | CO | Analyzers | RFCA-1093-093 | 93
Thermo Electron or Thermo Environmental Instruments 48, 48C, 48i, 48iTLE | CO | Analyzers | RFCA-0981-054 | 54
Wedding 1020 |  |  | RFCA-0992-088 | 88
Sodium arsenite (orifice) | NO2 | Manual Methods | EQN-1277-026 | 84
Sodium arsenite/Technicon II | NO2 | Manual Methods | EQN-1277-027 | 84
TGS-ANSA (orifice) | NO2 | Manual Methods | EQN-1277-028 | 98
Advanced Pollution Instr. 200 | NO2 | Analyzers | RFNA-0691-082 | 82
Advanced Pollution Instr. 200A/200AU | NO2 | Analyzers | RFNA-1194-099 | 99
Beckman 952A | NO2 | Analyzers | RFNA-0179-034 | 34
Bendix 8101-B | NO2 | Analyzers | RFNA-0479-038 | 38
Bendix 8101-C | NO2 | Analyzers | RFNA-0777-022 | 22
Casella ML9841, ML9841A, ML9841B, CM2041, CM2041A, CM2041B | NO2 | Analyzers | RFNA-1292-090 | 90
Columbia Scientific Indust.1600, 5600 | NO2 | Analyzers | RFNA-0977-025 | 25
Dasibi 2108 | NO2 | Analyzers | RFNA-1192-089 | 89
DKK-TOA Corp GLN-114E, GLN-114E-1 | NO2 | Analyzers | RFNA-0798-121 | 121
DKK-TOA Corp GLN-314E | NO2 | Analyzers | RFNA-0508-171 | 171
Ecotech ML9841A/EC9841A,ML9841B/EC9841B | NO2 | Analyzers | RFNA-1292-090 | 90
Ecotech EC9841T | NO2 | Analyzers | RFNA-1292-090 | 90
Ecotech Serinus 40 | NO2 | Analyzers | RFNA-0809-186 | 186
Environnement S.A. AC31M | NO2 | Analyzers | RFNA-0795-104 | 104
Environnement S.A. AC32M | NO2 | Analyzers | RFNA-0202-146 | 146
Environnement S.A. SANOA | NO2 | Analyzers | EQNA-0400-139 | 139
Environnement S.A. AS32M | NO2 | Analyzers | EQNA-1013-210 | 210
Horiba APNA-360 | NO2 | Analyzers | RFNA-0196-111 | 111
Horiba APNA-370 | NO2 | Analyzers | RFNA-0506-157 | 157
Meloy NA530R | NO2 | Analyzers | RFNA-1078-031 | 31
Monitor Labs 8440E | NO2 | Analyzers | RFNA-0677-021 | 21
Monitor Labs or Lear Siegler 8840 | NO2 | Analyzers | RFNA-0280-042 | 42
Monitor Labs or Lear Siegler 8841 | NO2 | Analyzers | RFNA-0991-083 | 83
Monitor Labs ML9841 | NO2 | Analyzers | RFNA-1292-090 | 90
Opsis AB OPS40 | NO2 | Analyzers | RFNA-0809-186 | 186
Opsis AR 500, System 300 (open path) | NO2 | Analyzers | EQNA-0495-102 | 102
Philips PW9762/02 | NO2 | Analyzers | RFNA-0879-040 | 40
recordum airpointer system | NO2 | Analyzers | RFNA-1194-099 | 99
Seres Model NOx 2000 G | NO2 | Analyzers | RFNA-0706-163 | 163
SIR S.A. S-5012 | NO2 | Analyzers | RFNA-0804-152 | 152
Teledyne-Advanced Pollution Inst. 200A, 200AU, 200E, 200EU, T200, T200U | NO2 | Analyzers | RFNA-1194-099 | 99
Teledyne Advanced Pollution Inst. T500U | NO2 | Analyzers | EQNA-0414-212 | 212
Teledyne-Advanced Pollution Inst. 200EUP, T200UP | NO2 | Analyzers | EQNA-0512-200 | 200
Teledyne Analytical Instruments 9110A | NO2 | Analyzers | RFNA-1194-099 | 99
Teledyne Analytical Instruments 9110E | NO2 | Analyzers | RFNA-0809-186 | 186
Teledyne Monitor Labs ML9841, ML9841A, ML9841B | NO2 | Analyzers | RFNA-1292-090 | 90
Teledyne Monitor Labs TML-41 | NO2 | Analyzers | RFNA-1194-099 | 99
Thermo Electron or Thermo Environmentallnstruments 148/E | NO2 | Analyzers | RFNA-0179-035 | 35
Thermo Electron or Thermo Environmental 1 nstruments 140/E | NO2 | Analyzers | RFNA-0279-037 | 37
Thermo Environmental lnstr. 42, 42C, 42i | NO2 | Analyzers | RFNA-1289-074 | 74
Wedding 1030 | NO2 | Analyzers | RFNA-1292-090 | 90
Hi-vol/AAS (alt. extr.) | Pb | Manual Methods | EQL-0380-043 | 43
Hi-vol/Energy-disp XRF (TX ACB) | Pb | Manual Methods | EQL-0783-058 | 58
Hi-vol/Energy-disp XRF (NEA) | Pb | Manual Methods | EQL-0589-072 | 72
Hi-vol/FAAS | Pb | Manual Methods | EQLA-0813-803 | 803
Hi-vol/Flameless AA (EMSL/EPA) | Pb | Manual Methods | EQL-0380-044 | 44
Hi-vol/Flameless AA (Houston) | Pb | Manual Methods | EQL-0895-107 | 107
Hi-vol/Flameless AA (Omaha) | Pb | Manual Methods | EQL-0785-059 | 59
Hi-vol/ICAP-OES (Doe Run Co.) | Pb | Manual Methods | EQL-0196-113 | 113
Hi-vol/ICAP-OES (EMSL/EPA) | Pb | Manual Methods | EQL-0380-045 | 45
Hi-vol/ICAP-OES (Illinois) | Pb | Manual Methods | EQL-1193-094 | 94
Hi-vol/ICAP-OES (Kansas) | Pb | Manual Methods | EQL-0592-085 | 85
Hi-vol/ICAP-OES (Montana) | Pb | Manual Methods | EQL-0483-057 | 57
Hi-vol/ICAP-OES (NE&T) | Pb | Manual Methods | EQL-1188-069 | 69
Hi-vol/ICAP-OES (New Hampshire) | Pb | Manual Methods | EQL-1290-080 | 80
Hi-vol/ICAP-OES (Pennsylvania) | Pb | Manual Methods | EQL-0592-086 | 86
Hi-vol/ICAP-OES (Pima Co.,AZ) | Pb | Manual Methods | EQL-0995-109 | 109
Hi-vol/ICAP-MS (Pima Co.,AZ) | Pb | Manual Methods | EQL-0995-110 | 110
Hi-vol/ICAP-OES (Rhode Island) | Pb | Manual Methods | EQL-0888-068 | 68
Hi-vol/ICAP-OES (Silver Val. Labs) | Pb | Manual Methods | EQL-1288-070 | 70
Hi-vol/ICAP-AES (TNRCC) | Pb | Manual Methods | EQL-0400-140 | 140
Hi-vol/ICAP-OES (West Virginia) | Pb | Manual Methods | EQL-0694-096 | 96
Hi-vol/WL-disp. XRF (CA A&IHL) | Pb | Manual Methods | EQL-0581-052 | 52
Hi-vol/ICP-MS (IML, Inc) | Pb | Manual Methods | EQL-0310-189 | 189
Hi-Vol/ICP-MS (US EPA/OAQPS) | Pb | Manual Methods | EQL-0510-191 | 191
Hi-Vol/ICP-MS (US EPA/Region 9) | Pb | Manual Methods | EQL-0710-192 | 192
Hi-Vol/ICP-AES (US EPA/OAQPS) | Pb | Manual Methods | EQL-0311-196 | 196
Hi-Vol/ICP-MS (ERG) | Pb | Manual Methods | EQL-0512-201 | 201
PM10/ICP-MS (ERG) | Pb | Manual Methods | EQL-0512-202 | 202
Hi-Vol/TOF ICP-MS (SCAQMD) | Pb | Manual Methods | EQL-0514-213 | 213

## Hoja10 (hidden)
Código | Significado | Justificación
2.a | Dato inválido | Por falla de energía
2.b | Dato inválido | Por falla de equipo
2.c | Dato inválido | Fuera de rango de temperatura de operación
2.d | Dato inválido | Por cambio de equipo
2.e | Dato inválido | Por mantención en terreno
2.f | Dato inválido | Por tiempo mínimo de muestreo
2.g | Dato inválido | Por exceso de tiempo de muestreo
2.h | Dato inválido | Valor fuera de rango
3.a | Sin dato | Por falla general de equipo
Resolución
5 Minutos
15 Minutos
1 hora
1 día
Motivo Cambio Equipo
Cambio Tecnología
Falla Equipo
Mantención
Cumplimiento D.S N°61/08
ppb
ppm
μg/m³N
μg/m³
18
19
WGS84

## Metadata
I.- Instrucciones generales |  |  |  |  | Versión | N°00
[5 empty] | Fecha | 2014-09-11
En primer lugar deberá informar los datos generales de la estación de monitoreo: |  |  |  | Datos Estación
En dicha hoja deberá indicar los datos generales de la estación y marcar los contaminantes a informar.
Completar cada hoja según el contaminante a informar.
II.- Tipo de datos a presentar
1.- Datos Crudos.
Deberán ser informados con la siguiente resolución temporal:
Resolución | Contaminante | Tipo Equipo
5 Minutos | Gases | Analizador
15 Minutos | Material Particulado | Analizador
1 Día | Material Particulado/Pb/Fe | Muestreador*
* incluye además de muestradores gravimétricos a analizador de Material Particulado BAM
2.- Datos sin validar.
Obtenido a partir de los datos crudos.
- En el caso de datos obtenidos a partir de un analizador o subsistema, corresponderá presentar un PROMEDIO HORARIO, calculado a partir de datos crudos medidos con una resolución de 5 ó 15 minutos, según corresponda.
- En el caso de que el equipo sea un muestreador, corresponderá presentar el valor de la concentración diaria medida.
3.- Datos validados.
Obtenido a partir del proceso de validación de los datos crudos que realice el operador.
- En el caso de datos obtenidos a partir de un analizador, corresponderá presentar un PROMEDIO HORARIO.
- En el caso de que el equipo sea un muestreador, corresponderá presentar el valor de la concentración diaria.
III.- Formatos
| Concentración diaria | Concentración horaria | Datos crudos
Fecha y hora | aaaammdd | aaaammdd hh | aaaammdd hhmm
Ejemplo | 20131127 | 20131127 08 | 20131127 0815
IV.- Unidades
Los datos deberán ser reportados en las siguientes unidades:
Contaminante | Unidad
NOx | ppb
NO | ppb
NO2 | ppb
CO | ppm
O3 | ppb
SO2 | ppb
MP10 | μg/m³N
MP2,5 | μg/m³
MPS | μg/m³
Pb | μg/m³
Fe | μg/m³
Clave | sma

## Datos Estación
Nombre Estación | LOS ÁNGELES ORIENTE
Operador (s) | Asesorías Algoritmos
Titular | Ministerio Medio Ambiente
Dirección | Planta Essbio Los Ángeles
Avenida/Calle |  | N°
Comuna | Los Angeles | Provincia | Biobio | Región | Biobio
UTM N | 5850392 N
UTM E | 736622 E
DATUM | WGS84
HUSO | 18
Contaminantes a informar:
NOx
NO
NO2
CO
O3
SO2
MP10
MP2,5
Pb
MPS
Fe
Otro | Indicar:

## Registros MP10
Datos del equipo | [8 empty] | Validación |  | Calibración |  |  |  |  | Mantención
N° Serie | Marca | Modelo | Parámetro | Tipo | Denominación | Código del metodo | Periodo de Uso del Equipo (aaaammdd hhmm - aaaammdd hhmm) | Motivo Cambio Equipo | Unidad de Medición del Equipo | Factor de Conversión de Unidad | Patrón Flujo | Marca/Modelo | N° Serie | Fecha de Certificación Patrón | Fecha de Calibración | Fecha Última Mantención
| Thermo scientific | Thermo 5014i Beta | MP10 | #N/A | EQPM-1102-150 | #N/A | 202201010000 - 202212312300 |  | μg/m3N
PROMEDIOS HORARIOS EQUIPOS CONTINUOS |  |  |  |  | PROMEDIOS DIARIOS EQUIPOS GRAVIMETRICOS
Fecha y Hora (aaaammdd hh) | Dato sin Validar MP10 | Dato Validado MP10 | Código de Invalidación de datos (D.S. N°61/2008) |  | Fecha (aaaammdd) | Dato sin Validar MP10 | Dato Validado MP10 (µg/m3N) | Código de Invalidación de datos (D.S. N°61/2008)
2022-01-01 |  | 47.28
2022-01-01 01:00 |  | 101.2
2022-01-01 02:00 |  | 109.7
2022-01-01 03:00 |  | 81.77
2022-01-01 04:00 |  | 56.68
2022-01-01 05:00 |  | 43.19
2022-01-01 06:00 |  | 35.2
2022-01-01 07:00 |  | 28.21
2022-01-01 08:00 |  | 22.11
2022-01-01 09:00 |  | 18.26
2022-01-01 10:00 |  | 16.65
2022-01-01 11:00 |  | 15.16
2022-01-01 12:00 |  | 13.01
2022-01-01 13:00 |  | 14.89
2022-01-01 14:00 |  | 18.99
2022-01-01 15:00 |  | 24.64
2022-01-01 16:00 |  | 27.83
2022-01-01 17:00 |  | 30.81
2022-01-01 18:00 |  | 37.99
2022-01-01 19:00 |  | 35.96
2022-01-01 20:00 |  | 28.33
2022-01-01 21:00 |  | 20.92
2022-01-01 22:00 |  | 16.65
2022-01-01 23:00 |  | 13.51
2022-01-02 |  | 13.45
2022-01-02 01:00 |  | 16.43
2022-01-02 02:00 |  |  | 2.h
2022-01-02 03:00 |  |  | 2.h
2022-01-02 04:00 |  |  | 2.h
2022-01-02 05:00 |  | 5
2022-01-02 06:00 |  | 8.383
2022-01-02 07:00 |  | 9.417
2022-01-02 08:00 |  | 5.126
2022-01-02 09:00 |  | 2.082
2022-01-02 10:00 |  | 5
2022-01-02 11:00 |  | 5
2022-01-02 12:00 |  | 2.547
2022-01-02 13:00 |  | 2
2022-01-02 14:00 |  | 2
2022-01-02 15:00 |  | 2
2022-01-02 16:00 |  | 6.399
2022-01-02 17:00 |  | 8.928
2022-01-02 18:00 |  | 7.872
2022-01-02 19:00 |  | 9.268
2022-01-02 20:00 |  | 11.64
2022-01-02 21:00 |  | 11.42
2022-01-02 22:00 |  | 10.66
2022-01-02 23:00 |  | 10.52
2022-01-03 |  | 14.02
2022-01-03 01:00 |  | 16.08
2022-01-03 02:00 |  | 11.06
2022-01-03 03:00 |  | 8.208
2022-01-03 04:00 |  | 6.45
2022-01-03 05:00 |  | 4.668
2022-01-03 06:00 |  | 4.889
2022-01-03 07:00 |  | 5.187
2022-01-03 08:00 |  | 8.671
2022-01-03 09:00 |  | 11.33
2022-01-03 10:00 |  | 13.18
2022-01-03 11:00 |  | 14.09
2022-01-03 12:00 |  | 15.82
2022-01-03 13:00 |  | 19.38
2022-01-03 14:00 |  | 22.24
2022-01-03 15:00 |  | 22.7
2022-01-03 16:00 |  | 24.54
2022-01-03 17:00 |  | 30.92
2022-01-03 18:00 |  | 27.72
2022-01-03 19:00 |  | 24.21
2022-01-03 20:00 |  | 17.8
2022-01-03 21:00 |  | 13.99
2022-01-03 22:00 |  | 11.4
2022-01-03 23:00 |  | 10.11
2022-01-04 |  | 10.66
2022-01-04 01:00 |  | 14.24
2022-01-04 02:00 |  | 11.75
2022-01-04 03:00 |  | 9.752
2022-01-04 04:00 |  | 9.092
2022-01-04 05:00 |  | 8.31
2022-01-04 06:00 |  | 7.366
2022-01-04 07:00 |  | 9.05
2022-01-04 08:00 |  | 9.507
2022-01-04 09:00 |  | 10.76
2022-01-04 10:00 |  | 15.04
2022-01-04 11:00 |  | 17.74
2022-01-04 12:00 |  | 18.29
2022-01-04 13:00 |  | 18.59
2022-01-04 14:00 |  | 19.33
2022-01-04 15:00 |  | 21.75
2022-01-04 16:00 |  | 19.49
2022-01-04 17:00 |  | 18.2
2022-01-04 18:00 |  | 18.52
2022-01-04 19:00 |  | 23.64
2022-01-04 20:00 |  | 30.38
2022-01-04 21:00 |  | 35.37
2022-01-04 22:00 |  | 35.12
2022-01-04 23:00 |  | 30.27
2022-01-05 |  | 25.75
2022-01-05 01:00 |  | 21.09
2022-01-05 02:00 |  | 21.58
2022-01-05 03:00 |  | 23.97
2022-01-05 04:00 |  | 23.48
2022-01-05 05:00 |  | 24.64
2022-01-05 06:00 |  | 24.85
2022-01-05 07:00 |  | 21.41
2022-01-05 08:00 |  | 23.36
2022-01-05 09:00 |  | 31.05
2022-01-05 10:00 |  | 31.6
2022-01-05 11:00 |  | 28.58
2022-01-05 12:00 |  | 25.51
2022-01-05 13:00 |  | 22.47
2022-01-05 14:00 |  | 20.82
2022-01-05 15:00 |  | 21.5
2022-01-05 16:00 |  | 22.39
2022-01-05 17:00 |  | 25.79
2022-01-05 18:00 |  | 31
2022-01-05 19:00 |  | 33.62
2022-01-05 20:00 |  | 41.92
2022-01-05 21:00 |  | 53.41
2022-01-05 22:00 |  | 49.64
2022-01-05 23:00 |  | 39.64
2022-01-06 |  | 35.43
2022-01-06 01:00 |  | 31.46
2022-01-06 02:00 |  | 27.51
2022-01-06 03:00 |  | 23.26
2022-01-06 04:00 |  | 21.88
2022-01-06 05:00 |  | 22.69
2022-01-06 06:00 |  | 23.64
2022-01-06 07:00 |  | 22.54
2022-01-06 08:00 |  | 23.79
2022-01-06 09:00 |  | 28.14
2022-01-06 10:00 |  | 28.91
2022-01-06 11:00 |  | 29.61
2022-01-06 12:00 |  | 30.93
2022-01-06 13:00 |  | 33.1
2022-01-06 14:00 |  | 31.71
2022-01-06 15:00 |  | 27.55
2022-01-06 16:00 |  | 25.95
2022-01-06 17:00 |  | 26.51
2022-01-06 18:00 |  | 25.05
2022-01-06 19:00 |  | 28.23
2022-01-06 20:00 |  | 34.73
2022-01-06 21:00 |  | 39.66
2022-01-06 22:00 |  | 42.8
2022-01-06 23:00 |  | 38.02
2022-01-07 |  | 31.8
2022-01-07 01:00 |  | 27.62
2022-01-07 02:00 |  | 23.91
2022-01-07 03:00 |  | 21.2
2022-01-07 04:00 |  | 21.66
2022-01-07 05:00 |  | 22.99
2022-01-07 06:00 |  | 21.44
2022-01-07 07:00 |  | 19.48
2022-01-07 08:00 |  | 20.26
2022-01-07 09:00 |  | 25.91
2022-01-07 10:00 |  | 28.29
2022-01-07 11:00 |  | 31.6
2022-01-07 12:00 |  | 34.86
2022-01-07 13:00 |  | 35.7
2022-01-07 14:00 |  | 34.4
2022-01-07 15:00 |  | 40.23
2022-01-07 16:00 |  | 50.38
2022-01-07 17:00 |  | 54.56
2022-01-07 18:00 |  | 51.15
2022-01-07 19:00 |  | 49.12
2022-01-07 20:00 |  | 49.12
2022-01-07 21:00 |  | 46.93
2022-01-07 22:00 |  | 42.1
2022-01-07 23:00 |  | 34.67
2022-01-08 |  | 31.51
2022-01-08 01:00 |  | 26.82
2022-01-08 02:00 |  | 18.27
2022-01-08 03:00 |  | 15.09
2022-01-08 04:00 |  | 13.6
2022-01-08 05:00 |  | 14.31
2022-01-08 06:00 |  | 15.71
2022-01-08 07:00 |  | 15.35
2022-01-08 08:00 |  | 17.43
2022-01-08 09:00 |  | 20.65
2022-01-08 10:00 |  | 25.35
2022-01-08 11:00 |  | 27.16
2022-01-08 12:00 |  | 24.89
2022-01-08 13:00 |  | 22.26
2022-01-08 14:00 |  | 34.51
2022-01-08 15:00 |  | 51.46
2022-01-08 16:00 |  | 54.73
2022-01-08 17:00 |  | 64.41
2022-01-08 18:00 |  | 70.71
2022-01-08 19:00 |  | 68.66
2022-01-08 20:00 |  | 53.71
2022-01-08 21:00 |  | 36.24
2022-01-08 22:00 |  | 22.95
2022-01-08 23:00 |  | 17.5
2022-01-09 |  | 18.11
2022-01-09 01:00 |  | 18.11
2022-01-09 02:00 |  | 19.83
2022-01-09 03:00 |  | 19
2022-01-09 04:00 |  | 42.36
2022-01-09 05:00 |  | 53.01
2022-01-09 06:00 |  | 38.29
2022-01-09 07:00 |  | 26.33
2022-01-09 08:00 |  | 20.7
2022-01-09 09:00 |  | 18.06
2022-01-09 10:00 |  | 17.88
2022-01-09 11:00 |  | 20.1
2022-01-09 12:00 |  | 24.49
2022-01-09 13:00 |  | 27.42
2022-01-09 14:00 |  | 27.94
2022-01-09 15:00 |  | 25.24
2022-01-09 16:00 |  | 22.51
2022-01-09 17:00 |  | 21.8
2022-01-09 18:00 |  | 23.55
2022-01-09 19:00 |  | 26.58
2022-01-09 20:00 |  | 27.24
2022-01-09 21:00 |  | 23.83
2022-01-09 22:00 |  | 21.04
2022-01-09 23:00 |  | 20.32
2022-01-10 |  | 21.52
2022-01-10 01:00 |  | 20.16
2022-01-10 02:00 |  | 16.53
2022-01-10 03:00 |  | 15.23
2022-01-10 04:00 |  | 14.32
2022-01-10 05:00 |  | 14.76
2022-01-10 06:00 |  | 14.14
2022-01-10 07:00 |  | 12.77
2022-01-10 08:00 |  | 16.24
2022-01-10 09:00 |  | 21.08
2022-01-10 10:00 |  | 25.98
2022-01-10 11:00 |  | 29.92
2022-01-10 12:00 |  | 33.82
2022-01-10 13:00 |  | 34.88
2022-01-10 14:00 |  | 29.66
2022-01-10 15:00 |  | 27.27
2022-01-10 16:00 |  | 31.04
2022-01-10 17:00 |  | 34.83
2022-01-10 18:00 |  | 30.26
2022-01-10 19:00 |  | 27.8
2022-01-10 20:00 |  | 36.85
2022-01-10 21:00 |  | 44.72
2022-01-10 22:00 |  | 44.7
2022-01-10 23:00 |  | 41.25
2022-01-11 |  | 37.74
2022-01-11 01:00 |  | 30.79
2022-01-11 02:00 |  | 25.33
2022-01-11 03:00 |  | 20.29
2022-01-11 04:00 |  | 17.24
2022-01-11 05:00 |  | 15.51
2022-01-11 06:00 |  | 15.86
2022-01-11 07:00 |  | 16.32
2022-01-11 08:00 |  | 21.05
2022-01-11 09:00 |  | 29.36
2022-01-11 10:00 |  | 39.01
2022-01-11 11:00 |  | 39.8
2022-01-11 12:00 |  | 36.46
2022-01-11 13:00 |  | 29.74
2022-01-11 14:00 |  | 25.91
2022-01-11 15:00 |  | 26.29
2022-01-11 16:00 |  | 28.7
2022-01-11 17:00 |  | 37.97
2022-01-11 18:00 |  | 39.83
2022-01-11 19:00 |  | 44.66
2022-01-11 20:00 |  | 58.17
2022-01-11 21:00 |  | 60.47
2022-01-11 22:00 |  | 53.83
2022-01-11 23:00 |  | 44.84
2022-01-12 |  | 48.23
2022-01-12 01:00 |  | 50.22
2022-01-12 02:00 |  | 43.5
2022-01-12 03:00 |  | 45.3
2022-01-12 04:00 |  | 43.54
2022-01-12 05:00 |  | 55.89
2022-01-12 06:00 |  | 52.18
2022-01-12 07:00 |  | 46.09
2022-01-12 08:00 |  | 56.05
2022-01-12 09:00 |  | 73.1
2022-01-12 10:00 |  | 82.08
2022-01-12 11:00 |  | 80.07
2022-01-12 12:00 |  | 70.84
2022-01-12 13:00 |  | 61.06
2022-01-12 14:00 |  | 51.14
2022-01-12 15:00 |  | 48.59
2022-01-12 16:00 |  | 53.58
2022-01-12 17:00 |  | 62.09
2022-01-12 18:00 |  | 64.83
2022-01-12 19:00 |  | 63.4
2022-01-12 20:00 |  | 63.59
2022-01-12 21:00 |  | 60.59
2022-01-12 22:00 |  | 49.92
2022-01-12 23:00 |  | 38.99
2022-01-13 |  | 32.98
2022-01-13 01:00 |  | 37.38
2022-01-13 02:00 |  | 28.55
2022-01-13 03:00 |  | 22.85
2022-01-13 04:00 |  | 19.47
2022-01-13 05:00 |  | 17.97
2022-01-13 06:00 |  | 18.24
2022-01-13 07:00 |  | 18.47
2022-01-13 08:00 |  | 21.42
2022-01-13 09:00 |  | 26.84
2022-01-13 10:00 |  | 27.21
2022-01-13 11:00 |  | 30.5
2022-01-13 12:00 |  | 36.41
2022-01-13 13:00 |  | 47.36
2022-01-13 14:00 |  | 55.28
2022-01-13 15:00 |  | 58.54
2022-01-13 16:00 |  | 61.69
2022-01-13 17:00 |  | 63.81
2022-01-13 18:00 |  | 56.47
2022-01-13 19:00 |  | 49.4
2022-01-13 20:00 |  | 50.48
2022-01-13 21:00 |  | 48.37
2022-01-13 22:00 |  | 41.27
2022-01-13 23:00 |  | 38.43
2022-01-14 |  | 36.82
2022-01-14 01:00 |  | 35.97
2022-01-14 02:00 |  | 48.06
2022-01-14 03:00 |  | 56.35
2022-01-14 04:00 |  | 49.74
2022-01-14 05:00 |  | 34.55
2022-01-14 06:00 |  | 28.78
2022-01-14 07:00 |  | 26.18
2022-01-14 08:00 |  | 26.78
2022-01-14 09:00 |  | 34.61
2022-01-14 10:00 |  | 40.34
2022-01-14 11:00 |  | 38.73
2022-01-14 12:00 |  | 36.16
2022-01-14 13:00 |  | 32.02
2022-01-14 14:00 |  | 29.78
2022-01-14 15:00 |  | 29.88
2022-01-14 16:00 |  | 29.27
2022-01-14 17:00 |  | 31.77
2022-01-14 18:00 |  | 41.49
2022-01-14 19:00 |  | 52.51
2022-01-14 20:00 |  | 54.92
2022-01-14 21:00 |  | 52.16
2022-01-14 22:00 |  | 45.72
2022-01-14 23:00 |  | 38.79
2022-01-15 |  | 33.67
2022-01-15 01:00 |  | 28.77
2022-01-15 02:00 |  | 26.48
2022-01-15 03:00 |  | 24.33
2022-01-15 04:00 |  | 20.95
2022-01-15 05:00 |  | 22.68
2022-01-15 06:00 |  | 21.02
2022-01-15 07:00 |  | 23.04
2022-01-15 08:00 |  | 23.99
2022-01-15 09:00 |  | 25.03
2022-01-15 10:00 |  | 27.57
2022-01-15 11:00 |  | 29.06
2022-01-15 12:00 |  | 31.97
2022-01-15 13:00 |  | 33.37
2022-01-15 14:00 |  | 29.44
2022-01-15 15:00 |  | 23.51
2022-01-15 16:00 |  | 22.06
2022-01-15 17:00 |  | 21.06
2022-01-15 18:00 |  | 19.05
2022-01-15 19:00 |  | 24.27
2022-01-15 20:00 |  | 37.52
2022-01-15 21:00 |  | 44.64
2022-01-15 22:00 |  | 48.51
2022-01-15 23:00 |  | 49.33
2022-01-16 |  | 42.51
2022-01-16 01:00 |  | 39.36
2022-01-16 02:00 |  | 30.87
2022-01-16 03:00 |  | 22.2
2022-01-16 04:00 |  | 16.4
2022-01-16 05:00 |  | 13.35
2022-01-16 06:00 |  | 10.36
2022-01-16 07:00 |  | 16.34
2022-01-16 08:00 |  | 28.65
2022-01-16 09:00 |  | 18.53
2022-01-16 10:00 |  | 4.551
2022-01-16 11:00 |  | 4.896
2022-01-16 12:00 |  | 2.737
2022-01-16 13:00 |  | 4.837
2022-01-16 14:00 |  | 7.894
2022-01-16 15:00 |  | 10.67
2022-01-16 16:00 |  | 11.4
2022-01-16 17:00 |  | 19.52
2022-01-16 18:00 |  | 33.95
2022-01-16 19:00 |  | 39.56
2022-01-16 20:00 |  | 35.26
2022-01-16 21:00 |  | 25.49
2022-01-16 22:00 |  | 20.75
2022-01-16 23:00 |  | 16.17
2022-01-17 |  | 13.41
2022-01-17 01:00 |  | 13.12
2022-01-17 02:00 |  | 15
2022-01-17 03:00 |  | 14.84
2022-01-17 04:00 |  | 12.09
2022-01-17 05:00 |  | 12.28
2022-01-17 06:00 |  | 13.41
2022-01-17 07:00 |  | 12.59
2022-01-17 08:00 |  | 12.05
2022-01-17 09:00 |  | 15.99
2022-01-17 10:00 |  | 16.42
2022-01-17 11:00 |  | 16.05
2022-01-17 12:00 |  | 14.6
2022-01-17 13:00 |  | 14.61
2022-01-17 14:00 |  | 13.4
2022-01-17 15:00 |  | 11.75
2022-01-17 16:00 |  | 11.12
2022-01-17 17:00 |  | 13.24
2022-01-17 18:00 |  | 19.71
2022-01-17 19:00 |  | 25.9
2022-01-17 20:00 |  | 25.39
2022-01-17 21:00 |  | 21.85
2022-01-17 22:00 |  | 17.67
2022-01-17 23:00 |  | 18.19
2022-01-18 |  | 17.54
2022-01-18 01:00 |  | 20.19
2022-01-18 02:00 |  | 22.3
2022-01-18 03:00 |  | 21.01
2022-01-18 04:00 |  | 20.3
2022-01-18 05:00 |  | 16.93
2022-01-18 06:00 |  | 13.75
2022-01-18 07:00 |  | 12.54
2022-01-18 08:00 |  | 12.95
2022-01-18 09:00 |  | 17.65
2022-01-18 10:00 |  | 21.96
2022-01-18 11:00 |  | 23.87
2022-01-18 12:00 |  | 21.59
2022-01-18 13:00 |  | 17.65
2022-01-18 14:00 |  | 16.3
2022-01-18 15:00 |  | 21.97
2022-01-18 16:00 |  | 29.23
2022-01-18 17:00 |  | 31.46
2022-01-18 18:00 |  | 29.34
2022-01-18 19:00 |  | 28.62
2022-01-18 20:00 |  | 37.49
2022-01-18 21:00 |  | 43.01
2022-01-18 22:00 |  | 39.53
2022-01-18 23:00 |  | 35
2022-01-19 |  | 32.14
2022-01-19 01:00 |  | 27.28
2022-01-19 02:00 |  | 27.19
2022-01-19 03:00 |  | 24.21
2022-01-19 04:00 |  | 25.56
2022-01-19 05:00 |  | 25.79
2022-01-19 06:00 |  | 24.41
2022-01-19 07:00 |  | 28.15
2022-01-19 08:00 |  | 29.18
2022-01-19 09:00 |  | 32.87
2022-01-19 10:00 |  | 32.93
2022-01-19 11:00 |  | 29.63
2022-01-19 12:00 |  | 24.83
2022-01-19 13:00 |  | 21.01
2022-01-19 14:00 |  | 22.19
2022-01-19 15:00 |  | 22.56
2022-01-19 16:00 |  | 20.47
2022-01-19 17:00 |  | 19.73
2022-01-19 18:00 |  | 31.5
2022-01-19 19:00 |  | 43.32
2022-01-19 20:00 |  | 50.79
2022-01-19 21:00 |  | 48.65
2022-01-19 22:00 |  | 41.3
2022-01-19 23:00 |  | 35.46
2022-01-20 |  | 33.34
2022-01-20 01:00 |  | 35.65
2022-01-20 02:00 |  | 31.26
2022-01-20 03:00 |  | 25.44
2022-01-20 04:00 |  | 21.86
2022-01-20 05:00 |  | 20.84
2022-01-20 06:00 |  | 25.17
2022-01-20 07:00 |  | 31.22
2022-01-20 08:00 |  | 32.96
2022-01-20 09:00 |  | 32.83
2022-01-20 10:00 |  | 31.87
2022-01-20 11:00 |  | 33.62
2022-01-20 12:00 |  | 33.78
2022-01-20 13:00 |  | 31.95
2022-01-20 14:00 |  | 33.66
2022-01-20 15:00 |  | 37.93
2022-01-20 16:00 |  | 38.94
2022-01-20 17:00 |  | 39.74
2022-01-20 18:00 |  | 36.71
2022-01-20 19:00 |  | 36.31
2022-01-20 20:00 |  | 37.68
2022-01-20 21:00 |  | 43.54
2022-01-20 22:00 |  | 45.68
2022-01-20 23:00 |  | 45.77
2022-01-21 |  | 45.66
2022-01-21 01:00 |  | 35.47
2022-01-21 02:00 |  | 29.51
2022-01-21 03:00 |  | 23.14
2022-01-21 04:00 |  | 27.41
2022-01-21 05:00 |  | 30.88
2022-01-21 06:00 |  | 27.05
2022-01-21 07:00 |  | 23.33
2022-01-21 08:00 |  | 23.4
2022-01-21 09:00 |  | 27.69
2022-01-21 10:00 |  | 30.94
2022-01-21 11:00 |  | 25.08
2022-01-21 12:00 |  | 19.94
2022-01-21 13:00 |  | 20.33
2022-01-21 14:00 |  | 20.6
2022-01-21 15:00 |  | 26.23
2022-01-21 16:00 |  | 34.91
2022-01-21 17:00 |  | 55.56
2022-01-21 18:00 |  | 66.13
2022-01-21 19:00 |  | 60.73
2022-01-21 20:00 |  | 54.35
2022-01-21 21:00 |  | 47.96
2022-01-21 22:00 |  | 40.65
2022-01-21 23:00 |  | 30.22
2022-01-22 |  | 20.8
2022-01-22 01:00 |  | 9.446
2022-01-22 02:00 |  | 8.084
2022-01-22 03:00 |  | 7.101
2022-01-22 04:00 |  | 7.646
2022-01-22 05:00 |  | 7.143
2022-01-22 06:00 |  | 9.377
2022-01-22 07:00 |  | 9.477
2022-01-22 08:00 |  | 9.936
2022-01-22 09:00 |  | 13.94
2022-01-22 10:00 |  | 43.7
2022-01-22 11:00 |  | 57.25
2022-01-22 12:00 |  | 57.29
2022-01-22 13:00 |  | 45.54
2022-01-22 14:00 |  | 29.97
2022-01-22 15:00 |  | 15.76
2022-01-22 16:00 |  | 9.326
2022-01-22 17:00 |  | 11.62
2022-01-22 18:00 |  | 15.98
2022-01-22 19:00 |  | 22.21
2022-01-22 20:00 |  | 25.59
2022-01-22 21:00 |  | 29.18
2022-01-22 22:00 |  | 27.37
2022-01-22 23:00 |  | 26.78
2022-01-23 |  | 27.2
2022-01-23 01:00 |  | 25.55
2022-01-23 02:00 |  | 22.28
2022-01-23 03:00 |  | 20.25
2022-01-23 04:00 |  | 19.38
2022-01-23 05:00 |  | 16.91
2022-01-23 06:00 |  | 14.6
2022-01-23 07:00 |  | 8.049
2022-01-23 08:00 |  | 6.517
2022-01-23 09:00 |  | 9.011
2022-01-23 10:00 |  | 10.69
2022-01-23 11:00 |  | 10.77
2022-01-23 12:00 |  | 7.449
2022-01-23 13:00 |  | 6.533
2022-01-23 14:00 |  | 6.843
2022-01-23 15:00 |  | 5.635
2022-01-23 16:00 |  | 7.504
2022-01-23 17:00 |  | 11.58
2022-01-23 18:00 |  | 12.25
2022-01-23 19:00 |  | 16.52
2022-01-23 20:00 |  | 20.91
2022-01-23 21:00 |  | 21.14
2022-01-23 22:00 |  | 17.7
2022-01-23 23:00 |  | 12.88
2022-01-24 |  | 10.77
2022-01-24 01:00 |  | 8.96
2022-01-24 02:00 |  | 7.792
2022-01-24 03:00 |  | 7.524
2022-01-24 04:00 |  | 8.327
2022-01-24 05:00 |  | 8.546
2022-01-24 06:00 |  | 7.431
2022-01-24 07:00 |  | 7.45
2022-01-24 08:00 |  | 13.59
2022-01-24 09:00 |  | 22.55
2022-01-24 10:00 |  | 22.6
2022-01-24 11:00 |  | 19.91
2022-01-24 12:00 |  | 18.72
2022-01-24 13:00 |  | 19.17
2022-01-24 14:00 |  | 17.64
2022-01-24 15:00 |  | 16.17
2022-01-24 16:00 |  | 19
2022-01-24 17:00 |  | 21.1
2022-01-24 18:00 |  | 22.96
2022-01-24 19:00 |  | 24.81
2022-01-24 20:00 |  | 29.41
2022-01-24 21:00 |  | 32.09
2022-01-24 22:00 |  | 30.23
2022-01-24 23:00 |  | 26.39
2022-01-25 |  | 25.07
2022-01-25 01:00 |  | 25.94
2022-01-25 02:00 |  | 20.9
2022-01-25 03:00 |  | 16.93
2022-01-25 04:00 |  | 14.11
2022-01-25 05:00 |  | 12.35
2022-01-25 06:00 |  | 12.63
2022-01-25 07:00 |  | 13.88
2022-01-25 08:00 |  | 16.99
2022-01-25 09:00 |  | 20.94
2022-01-25 10:00 |  | 24.87
2022-01-25 11:00 |  | 27.7
2022-01-25 12:00 |  | 32.57
2022-01-25 13:00 |  | 32.03
2022-01-25 14:00 |  | 32.02
2022-01-25 15:00 |  | 31.3
2022-01-25 16:00 |  | 30.35
2022-01-25 17:00 |  | 31.81
2022-01-25 18:00 |  | 35.63
2022-01-25 19:00 |  | 41.74
2022-01-25 20:00 |  | 47.55
2022-01-25 21:00 |  | 48.5
2022-01-25 22:00 |  | 46.51
2022-01-25 23:00 |  | 38.54
2022-01-26 |  | 33.11
2022-01-26 01:00 |  | 30.84
2022-01-26 02:00 |  | 25.89
2022-01-26 03:00 |  | 21.71
2022-01-26 04:00 |  | 19.87
2022-01-26 05:00 |  | 17.62
2022-01-26 06:00 |  | 17.76
2022-01-26 07:00 |  | 17.73
2022-01-26 08:00 |  | 27.02
2022-01-26 09:00 |  | 37.04
2022-01-26 10:00 |  | 38.59
2022-01-26 11:00 |  | 37.42
2022-01-26 12:00 |  | 34.47
2022-01-26 13:00 |  | 32.26
2022-01-26 14:00 |  | 30.77
2022-01-26 15:00 |  | 32.16
2022-01-26 16:00 |  | 33.82
2022-01-26 17:00 |  | 37.95
2022-01-26 18:00 |  | 38.65
2022-01-26 19:00 |  | 42.06
2022-01-26 20:00 |  | 51.69
2022-01-26 21:00 |  | 57.33
2022-01-26 22:00 |  | 56.51
2022-01-26 23:00 |  | 50.66
2022-01-27 |  | 42.93
2022-01-27 01:00 |  | 39.23
2022-01-27 02:00 |  | 41.38
2022-01-27 03:00 |  | 40.27
2022-01-27 04:00 |  | 34.88
2022-01-27 05:00 |  | 31.51
2022-01-27 06:00 |  | 30.14
2022-01-27 07:00 |  | 31.37
2022-01-27 08:00 |  | 37.27
2022-01-27 09:00 |  | 45.19
2022-01-27 10:00 |  | 57.61
2022-01-27 11:00 |  | 64.2
2022-01-27 12:00 |  | 61.16
2022-01-27 13:00 |  | 50.88
2022-01-27 14:00 |  | 42.62
2022-01-27 15:00 |  | 42.14
2022-01-27 16:00 |  | 48.25
2022-01-27 17:00 |  | 61.85
2022-01-27 18:00 |  | 73.02
2022-01-27 19:00 |  | 74.25
2022-01-27 20:00 |  | 67.37
2022-01-27 21:00 |  | 52.26
2022-01-27 22:00 |  | 38.34
2022-01-27 23:00 |  | 29.03
2022-01-28 |  | 24.26
2022-01-28 01:00 |  | 22.35
2022-01-28 02:00 |  | 20.63
2022-01-28 03:00 |  | 17.74
2022-01-28 04:00 |  | 16.43
2022-01-28 05:00 |  | 16.62
2022-01-28 06:00 |  | 16.05
2022-01-28 07:00 |  | 16.13
2022-01-28 08:00 |  | 17.68
2022-01-28 09:00 |  |  | 2.e
2022-01-28 10:00 |  | 6.609
2022-01-28 11:00 |  | 14.76
2022-01-28 12:00 |  | 21.34
2022-01-28 13:00 |  | 23.3
2022-01-28 14:00 |  | 25.15
2022-01-28 15:00 |  | 30.78
2022-01-28 16:00 |  | 35.99
2022-01-28 17:00 |  | 42.9
2022-01-28 18:00 |  | 42.52
2022-01-28 19:00 |  | 41.31
2022-01-28 20:00 |  | 36.24
2022-01-28 21:00 |  | 29.91
2022-01-28 22:00 |  | 30.02
2022-01-28 23:00 |  | 30.37
2022-01-29 |  | 31.82
2022-01-29 01:00 |  | 29.97
2022-01-29 02:00 |  | 28.47
2022-01-29 03:00 |  | 28.25
2022-01-29 04:00 |  | 23.69
2022-01-29 05:00 |  | 20.69
2022-01-29 06:00 |  | 19.62
2022-01-29 07:00 |  | 21.1
2022-01-29 08:00 |  | 26.79
2022-01-29 09:00 |  | 29.98
2022-01-29 10:00 |  | 32.38
2022-01-29 11:00 |  | 33.05
2022-01-29 12:00 |  | 32.42
2022-01-29 13:00 |  | 31.33
2022-01-29 14:00 |  | 32.62
2022-01-29 15:00 |  | 31.59
2022-01-29 16:00 |  | 31.03
2022-01-29 17:00 |  | 36.29
2022-01-29 18:00 |  | 40.26
2022-01-29 19:00 |  | 42.22
2022-01-29 20:00 |  | 44.06
2022-01-29 21:00 |  | 43.85
2022-01-29 22:00 |  | 42.15
2022-01-29 23:00 |  | 40.11
2022-01-30 |  | 38.86
2022-01-30 01:00 |  | 38.12
2022-01-30 02:00 |  | 35.38
2022-01-30 03:00 |  | 27.96
2022-01-30 04:00 |  | 20.25
2022-01-30 05:00 |  | 16.68
2022-01-30 06:00 |  | 13.98
2022-01-30 07:00 |  | 12.49
2022-01-30 08:00 |  | 12.45
2022-01-30 09:00 |  | 12.77
2022-01-30 10:00 |  | 11.13
2022-01-30 11:00 |  | 10.82
2022-01-30 12:00 |  | 11.32
2022-01-30 13:00 |  | 11.93
2022-01-30 14:00 |  | 9.764
2022-01-30 15:00 |  | 9.601
2022-01-30 16:00 |  | 11.08
2022-01-30 17:00 |  | 13.45
2022-01-30 18:00 |  | 11.58
2022-01-30 19:00 |  | 16.07
2022-01-30 20:00 |  | 22.45
2022-01-30 21:00 |  | 27.64
2022-01-30 22:00 |  | 30.2
2022-01-30 23:00 |  | 32.13
2022-01-31 |  | 31.27
2022-01-31 01:00 |  | 25.82
2022-01-31 02:00 |  | 23.22
2022-01-31 03:00 |  | 20.76
2022-01-31 04:00 |  | 20.11
2022-01-31 05:00 |  | 16.8
2022-01-31 06:00 |  | 15.18
2022-01-31 07:00 |  | 14.79
2022-01-31 08:00 |  | 14.27
2022-01-31 09:00 |  | 19.6
2022-01-31 10:00 |  | 30.06
2022-01-31 11:00 |  | 38.98
2022-01-31 12:00 |  | 38.84
2022-01-31 13:00 |  | 34.12
2022-01-31 14:00 |  | 31.12
2022-01-31 15:00 |  | 29.67
2022-01-31 16:00 |  | 28.04
2022-01-31 17:00 |  | 29.36
2022-01-31 18:00 |  | 33.27
2022-01-31 19:00 |  | 35.77
2022-01-31 20:00 |  | 37.48
2022-01-31 21:00 |  | 40.5
2022-01-31 22:00 |  | 41.07
2022-01-31 23:00 |  | 37.95
2022-02-01 |  | 37.09
2022-02-01 01:00 |  | 38.06
2022-02-01 02:00 |  | 35.13
2022-02-01 03:00 |  | 31.29
2022-02-01 04:00 |  | 28.25
2022-02-01 05:00 |  | 24.31
2022-02-01 06:00 |  | 21.31
2022-02-01 07:00 |  | 20.39
2022-02-01 08:00 |  | 23.47
2022-02-01 09:00 |  | 27.86
2022-02-01 10:00 |  | 32.46
2022-02-01 11:00 |  | 32.84
2022-02-01 12:00 |  | 29.23
2022-02-01 13:00 |  | 26.06
2022-02-01 14:00 |  | 24.59
2022-02-01 15:00 |  | 27.9
2022-02-01 16:00 |  | 29.17
2022-02-01 17:00 |  | 32.92
2022-02-01 18:00 |  | 48.43
2022-02-01 19:00 |  | 55.52
2022-02-01 20:00 |  | 57.8
2022-02-01 21:00 |  | 67.42
2022-02-01 22:00 |  | 75.58
2022-02-01 23:00 |  | 68.34
2022-02-02 |  | 60.12
2022-02-02 01:00 |  | 51.47
2022-02-02 02:00 |  | 42.37
2022-02-02 03:00 |  | 33.83
2022-02-02 04:00 |  | 31.14
2022-02-02 05:00 |  | 32.56
2022-02-02 06:00 |  | 31.11
2022-02-02 07:00 |  | 29.31
2022-02-02 08:00 |  | 37.3
2022-02-02 09:00 |  | 45.85
2022-02-02 10:00 |  | 52.62
2022-02-02 11:00 |  | 56.69
2022-02-02 12:00 |  | 54.33
2022-02-02 13:00 |  | 47.91
2022-02-02 14:00 |  | 43.88
2022-02-02 15:00 |  | 43.29
2022-02-02 16:00 |  | 46.77
2022-02-02 17:00 |  | 53.75
2022-02-02 18:00 |  | 57.99
2022-02-02 19:00 |  | 60.56
2022-02-02 20:00 |  | 63.45
2022-02-02 21:00 |  | 70.88
2022-02-02 22:00 |  | 67.01
2022-02-02 23:00 |  | 51.75
2022-02-03 |  | 44.95
2022-02-03 01:00 |  | 44.42
2022-02-03 02:00 |  | 51.28
2022-02-03 03:00 |  | 53.41
2022-02-03 04:00 |  | 47.33
2022-02-03 05:00 |  | 38.79
2022-02-03 06:00 |  | 32.03
2022-02-03 07:00 |  | 25.14
2022-02-03 08:00 |  | 21.7
2022-02-03 09:00 |  | 20.01
2022-02-03 10:00 |  | 22.34
2022-02-03 11:00 |  | 25.35
2022-02-03 12:00 |  | 29.89
2022-02-03 13:00 |  | 34.5
2022-02-03 14:00 |  | 34.59
2022-02-03 15:00 |  | 32.96
2022-02-03 16:00 |  | 32.74
2022-02-03 17:00 |  | 38.87
2022-02-03 18:00 |  | 42.75
2022-02-03 19:00 |  | 46.95
2022-02-03 20:00 |  | 50.1
2022-02-03 21:00 |  | 45.03
2022-02-03 22:00 |  | 36.66
2022-02-03 23:00 |  | 28.52
2022-02-04 |  | 24.14
2022-02-04 01:00 |  | 22.79
2022-02-04 02:00 |  | 15.26
2022-02-04 03:00 |  | 10.4
2022-02-04 04:00 |  | 8.416
2022-02-04 05:00 |  | 8.021
2022-02-04 06:00 |  | 7.279
2022-02-04 07:00 |  | 10.59
2022-02-04 08:00 |  | 13.14
2022-02-04 09:00 |  | 16.72
2022-02-04 10:00 |  | 19.78
2022-02-04 11:00 |  | 23.57
2022-02-04 12:00 |  | 27.21
2022-02-04 13:00 |  | 28.45
2022-02-04 14:00 |  | 28.16
2022-02-04 15:00 |  | 24.56
2022-02-04 16:00 |  | 23.51
2022-02-04 17:00 |  | 25.07
2022-02-04 18:00 |  | 23.92
2022-02-04 19:00 |  | 23.57
2022-02-04 20:00 |  | 27.93
2022-02-04 21:00 |  | 30.57
2022-02-04 22:00 |  | 29.2
2022-02-04 23:00 |  | 26.75
2022-02-05 |  | 25.32
2022-02-05 01:00 |  | 24.79
2022-02-05 02:00 |  | 22.98
2022-02-05 03:00 |  | 18.61
2022-02-05 04:00 |  | 14.75
2022-02-05 05:00 |  | 12.2
2022-02-05 06:00 |  | 11.5
2022-02-05 07:00 |  | 10.89
2022-02-05 08:00 |  | 12.46
2022-02-05 09:00 |  | 16.74
2022-02-05 10:00 |  | 19.27
2022-02-05 11:00 |  | 21.99
2022-02-05 12:00 |  | 25.28
2022-02-05 13:00 |  | 26.83
2022-02-05 14:00 |  | 23.69
2022-02-05 15:00 |  | 22.22
2022-02-05 16:00 |  | 19.55
2022-02-05 17:00 |  | 18.65
2022-02-05 18:00 |  | 23.05
2022-02-05 19:00 |  | 41.83
2022-02-05 20:00 |  | 54.15
2022-02-05 21:00 |  | 54.61
2022-02-05 22:00 |  | 52.15
2022-02-05 23:00 |  | 47.75
2022-02-06 |  | 62
2022-02-06 01:00 |  | 66.47
2022-02-06 02:00 |  | 76.62
2022-02-06 03:00 |  | 78.64
2022-02-06 04:00 |  | 67.87
2022-02-06 05:00 |  | 57.61
2022-02-06 06:00 |  | 48.7
2022-02-06 07:00 |  | 39.01
2022-02-06 08:00 |  | 31.55
2022-02-06 09:00 |  | 28.02
2022-02-06 10:00 |  | 25.52
2022-02-06 11:00 |  | 21.04
2022-02-06 12:00 |  | 17.03
2022-02-06 13:00 |  | 12.27
2022-02-06 14:00 |  | 9.776
2022-02-06 15:00 |  | 9.369
2022-02-06 16:00 |  | 9.08
2022-02-06 17:00 |  | 9.442
2022-02-06 18:00 |  | 9.048
2022-02-06 19:00 |  | 12.19
2022-02-06 20:00 |  | 42.59
2022-02-06 21:00 |  | 74.28
2022-02-06 22:00 |  | 106.1
2022-02-06 23:00 |  | 119
2022-02-07 |  | 106.4
2022-02-07 01:00 |  | 80.48
2022-02-07 02:00 |  | 57.99
2022-02-07 03:00 |  | 44.51
2022-02-07 04:00 |  | 35.38
2022-02-07 05:00 |  | 28.7
2022-02-07 06:00 |  | 31.38
2022-02-07 07:00 |  | 37.11
2022-02-07 08:00 |  | 39.91
2022-02-07 09:00 |  | 41.9
2022-02-07 10:00 |  | 42.05
2022-02-07 11:00 |  | 40.53
2022-02-07 12:00 |  | 37.91
2022-02-07 13:00 |  | 35.39
2022-02-07 14:00 |  | 33.02
2022-02-07 15:00 |  | 30.91
2022-02-07 16:00 |  | 26.91
2022-02-07 17:00 |  | 25.95
2022-02-07 18:00 |  | 27.95
2022-02-07 19:00 |  | 56.57
2022-02-07 20:00 |  | 87.29
2022-02-07 21:00 |  | 102.6
2022-02-07 22:00 |  | 120.7
2022-02-07 23:00 |  | 128.3
2022-02-08 |  | 126.2
2022-02-08 01:00 |  | 100.2
2022-02-08 02:00 |  | 80.48
2022-02-08 03:00 |  | 67.45
2022-02-08 04:00 |  | 54.06
2022-02-08 05:00 |  | 41.42
2022-02-08 06:00 |  | 32.16
2022-02-08 07:00 |  | 29.35
2022-02-08 08:00 |  | 30.72
2022-02-08 09:00 |  | 35.8
2022-02-08 10:00 |  | 37.59
2022-02-08 11:00 |  | 43.38
2022-02-08 12:00 |  | 51.85
2022-02-08 13:00 |  | 51.76
2022-02-08 14:00 |  | 49.63
2022-02-08 15:00 |  | 48.65
2022-02-08 16:00 |  | 49.79
2022-02-08 17:00 |  | 71
2022-02-08 18:00 |  | 84.75
2022-02-08 19:00 |  | 95.04
2022-02-08 20:00 |  | 118.4
2022-02-08 21:00 |  | 147.2
2022-02-08 22:00 |  | 138
2022-02-08 23:00 |  | 120.4
2022-02-09 |  | 116.8
2022-02-09 01:00 |  | 113.2
2022-02-09 02:00 |  | 96.06
2022-02-09 03:00 |  | 86.35
2022-02-09 04:00 |  | 79.68
2022-02-09 05:00 |  | 79.83
2022-02-09 06:00 |  | 82.22
2022-02-09 07:00 |  | 78.89
2022-02-09 08:00 |  | 76.52
2022-02-09 09:00 |  | 78.7
2022-02-09 10:00 |  | 77.54
2022-02-09 11:00 |  | 71.06
2022-02-09 12:00 |  | 61.85
2022-02-09 13:00 |  | 55.66
2022-02-09 14:00 |  | 57
2022-02-09 15:00 |  | 59.81
2022-02-09 16:00 |  | 66.12
2022-02-09 17:00 |  | 74.78
2022-02-09 18:00 |  |  | 2.h
2022-02-09 19:00 |  | 149
2022-02-09 20:00 |  | 184.4
2022-02-09 21:00 |  | 181.3
2022-02-09 22:00 |  | 147.4
2022-02-09 23:00 |  | 118.8
2022-02-10 |  | 105
2022-02-10 01:00 |  | 92.68
2022-02-10 02:00 |  | 80.41
2022-02-10 03:00 |  | 69.33
2022-02-10 04:00 |  | 63.58
2022-02-10 05:00 |  | 62.68
2022-02-10 06:00 |  | 61.24
2022-02-10 07:00 |  | 58.54
2022-02-10 08:00 |  | 57.94
2022-02-10 09:00 |  | 58.29
2022-02-10 10:00 |  | 61.85
2022-02-10 11:00 |  | 60.93
2022-02-10 12:00 |  | 61.47
2022-02-10 13:00 |  | 69.89
2022-02-10 14:00 |  | 77.1
2022-02-10 15:00 |  | 91.98
2022-02-10 16:00 |  | 112.5
2022-02-10 17:00 |  | 128.9
2022-02-10 18:00 |  | 149.9
2022-02-10 19:00 |  | 163.5
2022-02-10 20:00 |  | 184.3
2022-02-10 21:00 |  | 197.6
2022-02-10 22:00 |  | 195.5
2022-02-10 23:00 |  | 176.2
2022-02-11 |  | 157.6
2022-02-11 01:00 |  | 135.4
2022-02-11 02:00 |  | 121.9
2022-02-11 03:00 |  | 110.2
2022-02-11 04:00 |  | 93.64
2022-02-11 05:00 |  | 76.85
2022-02-11 06:00 |  | 62.02
2022-02-11 07:00 |  | 54.23
2022-02-11 08:00 |  | 73
2022-02-11 09:00 |  | 89
2022-02-11 10:00 |  | 114.2
2022-02-11 11:00 |  | 125.1
2022-02-11 12:00 |  | 125.5
2022-02-11 13:00 |  | 110.2
2022-02-11 14:00 |  | 95.38
2022-02-11 15:00 |  | 86.99
2022-02-11 16:00 |  | 92.89
2022-02-11 17:00 |  | 133.2
2022-02-11 18:00 |  | 173
2022-02-11 19:00 |  | 208.3
2022-02-11 20:00 |  | 234.7
2022-02-11 21:00 |  | 228.9
2022-02-11 22:00 |  | 194.5
2022-02-11 23:00 |  | 170.5
2022-02-12 |  | 160.3
2022-02-12 01:00 |  | 145.7
2022-02-12 02:00 |  | 131.8
2022-02-12 03:00 |  | 123.6
2022-02-12 04:00 |  | 135
2022-02-12 05:00 |  | 177
2022-02-12 06:00 |  | 205.2
2022-02-12 07:00 |  | 214.7
2022-02-12 08:00 |  | 222.7
2022-02-12 09:00 |  | 224.3
2022-02-12 10:00 |  | 203.8
2022-02-12 11:00 |  | 166.6
2022-02-12 12:00 |  | 137.4
2022-02-12 13:00 |  | 116.4
2022-02-12 14:00 |  | 102.2
2022-02-12 15:00 |  | 92.97
2022-02-12 16:00 |  | 87.95
2022-02-12 17:00 |  | 82.3
2022-02-12 18:00 |  | 71.03
2022-02-12 19:00 |  | 71.61
2022-02-12 20:00 |  | 109.2
2022-02-12 21:00 |  | 133.6
2022-02-12 22:00 |  | 140.7
2022-02-12 23:00 |  | 134.4
2022-02-13 |  | 124.3
2022-02-13 01:00 |  | 107
2022-02-13 02:00 |  | 86.12
2022-02-13 03:00 |  | 71.69
2022-02-13 04:00 |  | 63.36
2022-02-13 05:00 |  | 60.58
2022-02-13 06:00 |  | 59.57
2022-02-13 07:00 |  | 61.61
2022-02-13 08:00 |  | 65.95
2022-02-13 09:00 |  | 69.28
2022-02-13 10:00 |  | 68.73
2022-02-13 11:00 |  | 65.64
2022-02-13 12:00 |  | 60.78
2022-02-13 13:00 |  | 55.59
2022-02-13 14:00 |  | 51.32
2022-02-13 15:00 |  | 47.01
2022-02-13 16:00 |  | 46.1
2022-02-13 17:00 |  | 57.53
2022-02-13 18:00 |  | 69.08
2022-02-13 19:00 |  | 78.73
2022-02-13 20:00 |  | 78.35
2022-02-13 21:00 |  | 65.41
2022-02-13 22:00 |  | 50.57
2022-02-13 23:00 |  | 36.09
2022-02-14 |  | 26.5
2022-02-14 01:00 |  | 17.8
2022-02-14 02:00 |  | 16.56
2022-02-14 03:00 |  | 17.42
2022-02-14 04:00 |  | 18.9
2022-02-14 05:00 |  | 21
2022-02-14 06:00 |  | 20.82
2022-02-14 07:00 |  | 23.49
2022-02-14 08:00 |  | 23.34
2022-02-14 09:00 |  | 27.27
2022-02-14 10:00 |  | 36.34
2022-02-14 11:00 |  | 45.02
2022-02-14 12:00 |  | 49.92
2022-02-14 13:00 |  | 50.3
2022-02-14 14:00 |  | 48.37
2022-02-14 15:00 |  | 49.47
2022-02-14 16:00 |  | 49.24
2022-02-14 17:00 |  | 51.08
2022-02-14 18:00 |  | 55.36
2022-02-14 19:00 |  | 61.06
2022-02-14 20:00 |  | 73.84
2022-02-14 21:00 |  | 78.06
2022-02-14 22:00 |  | 65.81
2022-02-14 23:00 |  | 52.62
2022-02-15 |  | 47.42
2022-02-15 01:00 |  | 45.69
2022-02-15 02:00 |  | 38.2
2022-02-15 03:00 |  | 33.41
2022-02-15 04:00 |  | 28.81
2022-02-15 05:00 |  | 26.37
2022-02-15 06:00 |  | 26.19
2022-02-15 07:00 |  | 25.89
2022-02-15 08:00 |  | 24.94
2022-02-15 09:00 |  | 26.42
2022-02-15 10:00 |  | 30.3
2022-02-15 11:00 |  | 36.37
2022-02-15 12:00 |  | 41.4
2022-02-15 13:00 |  | 45.71
2022-02-15 14:00 |  | 43.07
2022-02-15 15:00 |  | 44.29
2022-02-15 16:00 |  | 49.86
2022-02-15 17:00 |  | 58.52
2022-02-15 18:00 |  | 59.83
2022-02-15 19:00 |  | 59.03
2022-02-15 20:00 |  | 58.47
2022-02-15 21:00 |  | 46.16
2022-02-15 22:00 |  | 36.38
2022-02-15 23:00 |  | 29.85
2022-02-16 |  | 26.03
2022-02-16 01:00 |  | 25.51
2022-02-16 02:00 |  | 27.05
2022-02-16 03:00 |  | 26.82
2022-02-16 04:00 |  | 26.69
2022-02-16 05:00 |  | 28.29
2022-02-16 06:00 |  | 28.5
2022-02-16 07:00 |  | 28.37
2022-02-16 08:00 |  | 29.49
2022-02-16 09:00 |  | 36.85
2022-02-16 10:00 |  | 43.77
2022-02-16 11:00 |  | 44.28
2022-02-16 12:00 |  | 54.14
2022-02-16 13:00 |  | 51.35
2022-02-16 14:00 |  | 46.97
2022-02-16 15:00 |  | 49.25
2022-02-16 16:00 |  | 53.2
2022-02-16 17:00 |  | 60.65
2022-02-16 18:00 |  | 67.03
2022-02-16 19:00 |  | 83.78
2022-02-16 20:00 |  | 93.26
2022-02-16 21:00 |  | 88.8
2022-02-16 22:00 |  | 66.59
2022-02-16 23:00 |  | 55.27
2022-02-17 |  | 51.96
2022-02-17 01:00 |  | 47.92
2022-02-17 02:00 |  | 40.51
2022-02-17 03:00 |  | 37.27
2022-02-17 04:00 |  | 33.64
2022-02-17 05:00 |  | 29.53
2022-02-17 06:00 |  | 28.56
2022-02-17 07:00 |  | 29.09
2022-02-17 08:00 |  | 33.94
2022-02-17 09:00 |  | 43.27
2022-02-17 10:00 |  | 45.76
2022-02-17 11:00 |  | 44.71
2022-02-17 12:00 |  | 41.28
2022-02-17 13:00 |  | 41.39
2022-02-17 14:00 |  | 63.82
2022-02-17 15:00 |  | 91.97
2022-02-17 16:00 |  | 99.1
2022-02-17 17:00 |  | 105.8
2022-02-17 18:00 |  | 114.5
2022-02-17 19:00 |  | 121.8
2022-02-17 20:00 |  | 115.5
2022-02-17 21:00 |  | 123.8
2022-02-17 22:00 |  | 127.8
2022-02-17 23:00 |  | 106.6
2022-02-18 |  | 92.59
2022-02-18 01:00 |  | 81.61
2022-02-18 02:00 |  | 72.64
2022-02-18 03:00 |  | 68.5
2022-02-18 04:00 |  | 67.97
2022-02-18 05:00 |  | 64.77
2022-02-18 06:00 |  | 63.36
2022-02-18 07:00 |  | 60.02
2022-02-18 08:00 |  | 55.26
2022-02-18 09:00 |  | 62.42
2022-02-18 10:00 |  | 81.74
2022-02-18 11:00 |  | 119.5
2022-02-18 12:00 |  | 137.7
2022-02-18 13:00 |  | 141.8
2022-02-18 14:00 |  | 125.2
2022-02-18 15:00 |  | 102.4
2022-02-18 16:00 |  | 91.06
2022-02-18 17:00 |  | 80.03
2022-02-18 18:00 |  | 67.01
2022-02-18 19:00 |  | 62.18
2022-02-18 20:00 |  | 63.77
2022-02-18 21:00 |  | 69.81
2022-02-18 22:00 |  | 72.79
2022-02-18 23:00 |  | 75.01
2022-02-19 |  | 102.1
2022-02-19 01:00 |  | 105.4
2022-02-19 02:00 |  | 89.36
2022-02-19 03:00 |  | 68.04
2022-02-19 04:00 |  | 54.97
2022-02-19 05:00 |  | 46.13
2022-02-19 06:00 |  | 38.77
2022-02-19 07:00 |  | 33.26
2022-02-19 08:00 |  | 28.41
2022-02-19 09:00 |  | 42.06
2022-02-19 10:00 |  | 78.26
2022-02-19 11:00 |  | 114.3
2022-02-19 12:00 |  | 128.4
2022-02-19 13:00 |  | 104.3
2022-02-19 14:00 |  | 69.22
2022-02-19 15:00 |  | 41.55
2022-02-19 16:00 |  | 33.11
2022-02-19 17:00 |  | 32.97
2022-02-19 18:00 |  | 33.58
2022-02-19 19:00 |  | 41.41
2022-02-19 20:00 |  | 46.64
2022-02-19 21:00 |  | 46.65
2022-02-19 22:00 |  | 43.15
2022-02-19 23:00 |  | 32.38
2022-02-20 |  | 24.69
2022-02-20 01:00 |  | 27.39
2022-02-20 02:00 |  | 30.46
2022-02-20 03:00 |  | 30.87
2022-02-20 04:00 |  | 33.79
2022-02-20 05:00 |  | 37.77
2022-02-20 06:00 |  | 35.73
2022-02-20 07:00 |  | 30.99
2022-02-20 08:00 |  | 29.68
2022-02-20 09:00 |  | 26.89
2022-02-20 10:00 |  | 23.36
2022-02-20 11:00 |  | 19.36
2022-02-20 12:00 |  | 15.77
2022-02-20 13:00 |  | 14.62
2022-02-20 14:00 |  | 14.07
2022-02-20 15:00 |  | 15.42
2022-02-20 16:00 |  | 18.88
2022-02-20 17:00 |  | 28.63
2022-02-20 18:00 |  | 30.1
2022-02-20 19:00 |  | 34.43
2022-02-20 20:00 |  | 46
2022-02-20 21:00 |  | 49.16
2022-02-20 22:00 |  | 44.1
2022-02-20 23:00 |  | 36.73
2022-02-21 |  | 33.34
2022-02-21 01:00 |  | 38.23
2022-02-21 02:00 |  | 45.97
2022-02-21 03:00 |  | 44.97
2022-02-21 04:00 |  | 42.81
2022-02-21 05:00 |  | 37.88
2022-02-21 06:00 |  | 33.7
2022-02-21 07:00 |  | 35.05
2022-02-21 08:00 |  | 37.01
2022-02-21 09:00 |  |  | 2.e
2022-02-21 10:00 |  |  | 2.e
2022-02-21 11:00 |  |  | 2.e
2022-02-21 12:00 |  | 20.68
2022-02-21 13:00 |  | 47.68
2022-02-21 14:00 |  | 60.98
2022-02-21 15:00 |  | 69.47
2022-02-21 16:00 |  | 73.23
2022-02-21 17:00 |  | 77.08
2022-02-21 18:00 |  | 65.07
2022-02-21 19:00 |  | 44.57
2022-02-21 20:00 |  | 31.05
2022-02-21 21:00 |  | 42.83
2022-02-21 22:00 |  | 66.78
2022-02-21 23:00 |  | 69.24
2022-02-22 |  | 64.09
2022-02-22 01:00 |  | 71.23
2022-02-22 02:00 |  | 65.95
2022-02-22 03:00 |  | 53.74
2022-02-22 04:00 |  | 43.84
2022-02-22 05:00 |  | 37.55
2022-02-22 06:00 |  | 33.72
2022-02-22 07:00 |  | 47.81
2022-02-22 08:00 |  | 56.95
2022-02-22 09:00 |  | 56.18
2022-02-22 10:00 |  | 50.15
2022-02-22 11:00 |  | 49.68
2022-02-22 12:00 |  | 55.54
2022-02-22 13:00 |  | 65.21
2022-02-22 14:00 |  | 70.2
2022-02-22 15:00 |  | 70.03
2022-02-22 16:00 |  | 66.52
2022-02-22 17:00 |  | 61.68
2022-02-22 18:00 |  | 51.35
2022-02-22 19:00 |  | 50.13
2022-02-22 20:00 |  | 49.22
2022-02-22 21:00 |  | 47.76
2022-02-22 22:00 |  | 49.17
2022-02-22 23:00 |  | 51.78
2022-02-23 |  | 58.6
2022-02-23 01:00 |  | 81.44
2022-02-23 02:00 |  | 91.73
2022-02-23 03:00 |  | 99.12
2022-02-23 04:00 |  | 104.7
2022-02-23 05:00 |  | 92.71
2022-02-23 06:00 |  | 69.67
2022-02-23 07:00 |  | 54.11
2022-02-23 08:00 |  | 43.54
2022-02-23 09:00 |  | 36.5
2022-02-23 10:00 |  | 37.64
2022-02-23 11:00 |  | 46.61
2022-02-23 12:00 |  | 58
2022-02-23 13:00 |  | 62.11
2022-02-23 14:00 |  | 63.34
2022-02-23 15:00 |  | 76.68
2022-02-23 16:00 |  | 94.39
2022-02-23 17:00 |  | 108.6
2022-02-23 18:00 |  | 105.8
2022-02-23 19:00 |  | 76.12
2022-02-23 20:00 |  | 45.73
2022-02-23 21:00 |  | 31.38
2022-02-23 22:00 |  | 20.87
2022-02-23 23:00 |  | 13.53
2022-02-24 |  | 10.99
2022-02-24 01:00 |  | 5.187
2022-02-24 02:00 |  | 3.312
2022-02-24 03:00 |  | 3.067
2022-02-24 04:00 |  | 4.096
2022-02-24 05:00 |  | 4.982
2022-02-24 06:00 |  | 6.582
2022-02-24 07:00 |  | 8.695
2022-02-24 08:00 |  | 9.574
2022-02-24 09:00 |  | 11.86
2022-02-24 10:00 |  | 18.5
2022-02-24 11:00 |  | 25.42
2022-02-24 12:00 |  | 27.72
2022-02-24 13:00 |  | 28.3
2022-02-24 14:00 |  | 31.37
2022-02-24 15:00 |  | 36.43
2022-02-24 16:00 |  | 38.3
2022-02-24 17:00 |  | 40.32
2022-02-24 18:00 |  | 41.75
2022-02-24 19:00 |  | 41.27
2022-02-24 20:00 |  | 41.03
2022-02-24 21:00 |  | 37.74
2022-02-24 22:00 |  | 34.72
2022-02-24 23:00 |  | 32.87
2022-02-25 |  | 29.94
2022-02-25 01:00 |  | 30.2
2022-02-25 02:00 |  | 26.38
2022-02-25 03:00 |  | 25.04
2022-02-25 04:00 |  | 22.64
2022-02-25 05:00 |  | 21.13
2022-02-25 06:00 |  | 17.33
2022-02-25 07:00 |  | 19.08
2022-02-25 08:00 |  | 22.01
2022-02-25 09:00 |  | 22.64
2022-02-25 10:00 |  | 28.21
2022-02-25 11:00 |  | 39.72
2022-02-25 12:00 |  | 43.2
2022-02-25 13:00 |  | 37.95
2022-02-25 14:00 |  | 33.09
2022-02-25 15:00 |  | 37.48
2022-02-25 16:00 |  | 43.46
2022-02-25 17:00 |  | 56.32
2022-02-25 18:00 |  | 67.72
2022-02-25 19:00 |  | 68.74
2022-02-25 20:00 |  | 54.55
2022-02-25 21:00 |  | 36.42
2022-02-25 22:00 |  | 25.38
2022-02-25 23:00 |  | 18.22
2022-02-26 |  | 14.78
2022-02-26 01:00 |  | 12.64
2022-02-26 02:00 |  | 12.54
2022-02-26 03:00 |  | 12.39
2022-02-26 04:00 |  | 12.2
2022-02-26 05:00 |  | 14.62
2022-02-26 06:00 |  | 15
2022-02-26 07:00 |  | 15.3
2022-02-26 08:00 |  | 23.8
2022-02-26 09:00 |  | 40.76
2022-02-26 10:00 |  | 41.74
2022-02-26 11:00 |  | 37.2
2022-02-26 12:00 |  | 35.92
2022-02-26 13:00 |  | 33.5
2022-02-26 14:00 |  | 28.97
2022-02-26 15:00 |  | 25.42
2022-02-26 16:00 |  | 26.49
2022-02-26 17:00 |  | 30.06
2022-02-26 18:00 |  | 31.09
2022-02-26 19:00 |  | 38.22
2022-02-26 20:00 |  | 39.79
2022-02-26 21:00 |  | 37.88
2022-02-26 22:00 |  | 35.7
2022-02-26 23:00 |  | 29.54
2022-02-27 |  | 26.33
2022-02-27 01:00 |  | 23.58
2022-02-27 02:00 |  | 19.55
2022-02-27 03:00 |  | 16.89
2022-02-27 04:00 |  | 15.51
2022-02-27 05:00 |  | 13.93
2022-02-27 06:00 |  | 13.53
2022-02-27 07:00 |  | 10.48
2022-02-27 08:00 |  | 11.64
2022-02-27 09:00 |  | 14.98
2022-02-27 10:00 |  | 16.94
2022-02-27 11:00 |  | 21.16
2022-02-27 12:00 |  | 21
2022-02-27 13:00 |  | 17.73
2022-02-27 14:00 |  | 11.88
2022-02-27 15:00 |  | 8.654
2022-02-27 16:00 |  | 10.52
2022-02-27 17:00 |  | 18.57
2022-02-27 18:00 |  | 20.07
2022-02-27 19:00 |  | 24.02
2022-02-27 20:00 |  | 27
2022-02-27 21:00 |  | 25.99
2022-02-27 22:00 |  | 23.28
2022-02-27 23:00 |  | 21.07
2022-02-28 |  | 18.07
2022-02-28 01:00 |  | 17.03
2022-02-28 02:00 |  | 18.57
2022-02-28 03:00 |  | 18.15
2022-02-28 04:00 |  | 19.17
2022-02-28 05:00 |  | 22.03
2022-02-28 06:00 |  | 22.44
2022-02-28 07:00 |  | 22.68
2022-02-28 08:00 |  | 23.2
2022-02-28 09:00 |  | 26.61
2022-02-28 10:00 |  | 26.21
2022-02-28 11:00 |  | 31.1
2022-02-28 12:00 |  | 35.93
2022-02-28 13:00 |  | 38.26
2022-02-28 14:00 |  | 39.16
2022-02-28 15:00 |  | 40.87
2022-02-28 16:00 |  | 44.36
2022-02-28 17:00 |  | 48.67
2022-02-28 18:00 |  | 45.25
2022-02-28 19:00 |  | 42.65
2022-02-28 20:00 |  | 39.08
2022-02-28 21:00 |  | 33.81
2022-02-28 22:00 |  | 32.31
2022-02-28 23:00 |  | 35.22
2022-03-01 |  | 32.88
2022-03-01 01:00 |  | 28.97
2022-03-01 02:00 |  | 26.73
2022-03-01 03:00 |  | 25.27
2022-03-01 04:00 |  | 25.72
2022-03-01 05:00 |  | 26.8
2022-03-01 06:00 |  | 26.72
2022-03-01 07:00 |  | 25.19
2022-03-01 08:00 |  | 21.96
2022-03-01 09:00 |  | 22.75
2022-03-01 10:00 |  | 27.06
2022-03-01 11:00 |  | 27.79
2022-03-01 12:00 |  | 26.2
2022-03-01 13:00 |  | 21.99
2022-03-01 14:00 |  | 18.12
2022-03-01 15:00 |  | 15.75
2022-03-01 16:00 |  | 13.93
2022-03-01 17:00 |  | 16.89
2022-03-01 18:00 |  | 22.72
2022-03-01 19:00 |  | 25.66
2022-03-01 20:00 |  | 21.94
2022-03-01 21:00 |  | 18.17
2022-03-01 22:00 |  | 15.72
2022-03-01 23:00 |  | 12.6
2022-03-02 |  | 10.03
2022-03-02 01:00 |  | 4.957
2022-03-02 02:00 |  | 5.651
2022-03-02 03:00 |  | 6.585
2022-03-02 04:00 |  | 6.209
2022-03-02 05:00 |  | 5.302
2022-03-02 06:00 |  | 5.036
2022-03-02 07:00 |  | 6.707
2022-03-02 08:00 |  | 8.57
2022-03-02 09:00 |  | 12.04
2022-03-02 10:00 |  | 22.96
2022-03-02 11:00 |  | 38.85
2022-03-02 12:00 |  | 56.78
2022-03-02 13:00 |  | 76.48
2022-03-02 14:00 |  | 84.34
2022-03-02 15:00 |  | 78.94
2022-03-02 16:00 |  | 72.31
2022-03-02 17:00 |  | 74.1
2022-03-02 18:00 |  | 62.4
2022-03-02 19:00 |  | 49.48
2022-03-02 20:00 |  | 39.39
2022-03-02 21:00 |  | 30.49
2022-03-02 22:00 |  | 22.93
2022-03-02 23:00 |  | 19.68
2022-03-03 |  | 18.31
2022-03-03 01:00 |  | 16.23
2022-03-03 02:00 |  | 15.09
2022-03-03 03:00 |  | 16.71
2022-03-03 04:00 |  | 16.45
2022-03-03 05:00 |  | 17.2
2022-03-03 06:00 |  | 14.8
2022-03-03 07:00 |  | 14.84
2022-03-03 08:00 |  | 18.63
2022-03-03 09:00 |  | 21.27
2022-03-03 10:00 |  | 22.66
2022-03-03 11:00 |  | 22.1
2022-03-03 12:00 |  | 26.78
2022-03-03 13:00 |  | 28.42
2022-03-03 14:00 |  | 27.49
2022-03-03 15:00 |  | 29.37
2022-03-03 16:00 |  | 33.12
2022-03-03 17:00 |  | 38.52
2022-03-03 18:00 |  | 46.77
2022-03-03 19:00 |  | 45.84
2022-03-03 20:00 |  | 39.49
2022-03-03 21:00 |  | 32.87
2022-03-03 22:00 |  | 25.71
2022-03-03 23:00 |  | 19.98
2022-03-04 |  | 17.94
2022-03-04 01:00 |  | 20.6
2022-03-04 02:00 |  | 21.36
2022-03-04 03:00 |  | 17.75
2022-03-04 04:00 |  | 17.27
2022-03-04 05:00 |  | 22.36
2022-03-04 06:00 |  | 22.08
2022-03-04 07:00 |  | 25.31
2022-03-04 08:00 |  | 25.76
2022-03-04 09:00 |  | 26.28
2022-03-04 10:00 |  | 26.96
2022-03-04 11:00 |  | 25.22
2022-03-04 12:00 |  | 27.07
2022-03-04 13:00 |  | 26.1
2022-03-04 14:00 |  | 23.85
2022-03-04 15:00 |  | 21.7
2022-03-04 16:00 |  | 23.06
2022-03-04 17:00 |  | 25.35
2022-03-04 18:00 |  | 24.13
2022-03-04 19:00 |  | 26.75
2022-03-04 20:00 |  | 30.43
2022-03-04 21:00 |  | 31.79
2022-03-04 22:00 |  | 31.11
2022-03-04 23:00 |  | 28.87
2022-03-05 |  | 27.82
2022-03-05 01:00 |  | 29.41
2022-03-05 02:00 |  | 27
2022-03-05 03:00 |  | 23.28
2022-03-05 04:00 |  | 20.82
2022-03-05 05:00 |  | 17.9
2022-03-05 06:00 |  | 17.41
2022-03-05 07:00 |  | 14.85
2022-03-05 08:00 |  | 10
2022-03-05 09:00 |  | 11.95
2022-03-05 10:00 |  | 15.85
2022-03-05 11:00 |  | 17.52
2022-03-05 12:00 |  | 16.7
2022-03-05 13:00 |  | 14.97
2022-03-05 14:00 |  | 13.32
2022-03-05 15:00 |  | 10.28
2022-03-05 16:00 |  | 8.934
2022-03-05 17:00 |  | 10.05
2022-03-05 18:00 |  | 12.19
2022-03-05 19:00 |  | 18.97
2022-03-05 20:00 |  | 30.73
2022-03-05 21:00 |  | 35.48
2022-03-05 22:00 |  | 33.19
2022-03-05 23:00 |  | 27.67
2022-03-06 |  | 23.79
2022-03-06 01:00 |  | 20.33
2022-03-06 02:00 |  | 17.12
2022-03-06 03:00 |  | 15.74
2022-03-06 04:00 |  | 22.7
2022-03-06 05:00 |  | 30.92
2022-03-06 06:00 |  | 24.79
2022-03-06 07:00 |  | 21.75
2022-03-06 08:00 |  | 22.53
2022-03-06 09:00 |  | 24.19
2022-03-06 10:00 |  | 22.6
2022-03-06 11:00 |  | 19.18
2022-03-06 12:00 |  | 15.6
2022-03-06 13:00 |  | 16.4
2022-03-06 14:00 |  | 19.31
2022-03-06 15:00 |  | 35.82
2022-03-06 16:00 |  | 39.77
2022-03-06 17:00 |  | 33.9
2022-03-06 18:00 |  | 31.75
2022-03-06 19:00 |  | 28.23
2022-03-06 20:00 |  | 20.77
2022-03-06 21:00 |  | 17.01
2022-03-06 22:00 |  | 16.06
2022-03-06 23:00 |  | 15.54
2022-03-07 |  | 14.29
2022-03-07 01:00 |  | 13.76
2022-03-07 02:00 |  | 12.27
2022-03-07 03:00 |  | 10.57
2022-03-07 04:00 |  | 9.142
2022-03-07 05:00 |  | 7.874
2022-03-07 06:00 |  | 9
2022-03-07 07:00 |  | 10.64
2022-03-07 08:00 |  | 13.28
2022-03-07 09:00 |  | 22.21
2022-03-07 10:00 |  | 33.84
2022-03-07 11:00 |  | 35.91
2022-03-07 12:00 |  | 31.94
2022-03-07 13:00 |  | 24.11
2022-03-07 14:00 |  | 19.11
2022-03-07 15:00 |  | 16.14
2022-03-07 16:00 |  | 14.8
2022-03-07 17:00 |  | 14.61
2022-03-07 18:00 |  | 17.52
2022-03-07 19:00 |  | 33.69
2022-03-07 20:00 |  | 66.83
2022-03-07 21:00 |  | 71.74
2022-03-07 22:00 |  | 49.93
2022-03-07 23:00 |  | 36.75
2022-03-08 |  | 29.62
2022-03-08 01:00 |  | 29.07
2022-03-08 02:00 |  | 26.08
2022-03-08 03:00 |  | 22.16
2022-03-08 04:00 |  | 19.86
2022-03-08 05:00 |  | 16.97
2022-03-08 06:00 |  | 15.75
2022-03-08 07:00 |  | 21.17
2022-03-08 08:00 |  | 21.95
2022-03-08 09:00 |  | 25.54
2022-03-08 10:00 |  | 28.58
2022-03-08 11:00 |  | 32.73
2022-03-08 12:00 |  | 37.29
2022-03-08 13:00 |  | 41.9
2022-03-08 14:00 |  | 49.01
2022-03-08 15:00 |  | 50.72
2022-03-08 16:00 |  | 52.95
2022-03-08 17:00 |  | 48.15
2022-03-08 18:00 |  | 40.29
2022-03-08 19:00 |  | 29.61
2022-03-08 20:00 |  | 21.14
2022-03-08 21:00 |  | 14.88
2022-03-08 22:00 |  | 10.29
2022-03-08 23:00 |  | 10.52
2022-03-09 |  | 10.12
2022-03-09 01:00 |  | 9.422
2022-03-09 02:00 |  | 10.19
2022-03-09 03:00 |  | 10.48
2022-03-09 04:00 |  | 15.31
2022-03-09 05:00 |  | 19.06
2022-03-09 06:00 |  | 21.13
2022-03-09 07:00 |  | 22.64
2022-03-09 08:00 |  | 21.37
2022-03-09 09:00 |  | 22.86
2022-03-09 10:00 |  | 24.04
2022-03-09 11:00 |  | 25.99
2022-03-09 12:00 |  | 27.02
2022-03-09 13:00 |  | 25.94
2022-03-09 14:00 |  | 28.69
2022-03-09 15:00 |  | 32.31
2022-03-09 16:00 |  | 34.88
2022-03-09 17:00 |  | 38.82
2022-03-09 18:00 |  | 37.08
2022-03-09 19:00 |  | 33.19
2022-03-09 20:00 |  | 29.69
2022-03-09 21:00 |  | 25.09
2022-03-09 22:00 |  | 23.59
2022-03-09 23:00 |  | 21.63
2022-03-10 |  | 19.93
2022-03-10 01:00 |  | 21.3
2022-03-10 02:00 |  | 21.28
2022-03-10 03:00 |  | 19.86
2022-03-10 04:00 |  | 17.6
2022-03-10 05:00 |  | 15.92
2022-03-10 06:00 |  | 15.68
2022-03-10 07:00 |  | 16.01
2022-03-10 08:00 |  | 16.3
2022-03-10 09:00 |  | 18.38
2022-03-10 10:00 |  | 21.11
2022-03-10 11:00 |  | 23.92
2022-03-10 12:00 |  | 27.86
2022-03-10 13:00 |  | 28.13
2022-03-10 14:00 |  | 30.64
2022-03-10 15:00 |  | 33.07
2022-03-10 16:00 |  | 34.34
2022-03-10 17:00 |  | 38.85
2022-03-10 18:00 |  | 39.31
2022-03-10 19:00 |  | 37.24
2022-03-10 20:00 |  | 34.87
2022-03-10 21:00 |  | 28.79
2022-03-10 22:00 |  | 22.14
2022-03-10 23:00 |  | 16.03
2022-03-11 |  | 14.13
2022-03-11 01:00 |  | 14.07
2022-03-11 02:00 |  | 12.85
2022-03-11 03:00 |  | 11.88
2022-03-11 04:00 |  | 11.54
2022-03-11 05:00 |  | 11.67
2022-03-11 06:00 |  | 15.13
2022-03-11 07:00 |  | 16.6
2022-03-11 08:00 |  | 16.6
2022-03-11 09:00 |  | 20.55
2022-03-11 10:00 |  | 24.58
2022-03-11 11:00 |  | 25.22
2022-03-11 12:00 |  | 23.81
2022-03-11 13:00 |  | 21.15
2022-03-11 14:00 |  | 20.34
2022-03-11 15:00 |  | 22.39
2022-03-11 16:00 |  | 23.46
2022-03-11 17:00 |  | 28.74
2022-03-11 18:00 |  | 31.9
2022-03-11 19:00 |  | 37.62
2022-03-11 20:00 |  | 40.88
2022-03-11 21:00 |  | 44.38
2022-03-11 22:00 |  | 45.01
2022-03-11 23:00 |  | 37.95
2022-03-12 |  | 34.07
2022-03-12 01:00 |  | 30.24
2022-03-12 02:00 |  | 27.97
2022-03-12 03:00 |  | 35
2022-03-12 04:00 |  | 32.81
2022-03-12 05:00 |  | 33.44
2022-03-12 06:00 |  | 29.53
2022-03-12 07:00 |  | 25.69
2022-03-12 08:00 |  | 22.81
2022-03-12 09:00 |  | 19.66
2022-03-12 10:00 |  | 21.31
2022-03-12 11:00 |  | 22.34
2022-03-12 12:00 |  | 21.33
2022-03-12 13:00 |  | 19.14
2022-03-12 14:00 |  | 17.45
2022-03-12 15:00 |  | 16.4
2022-03-12 16:00 |  | 17.36
2022-03-12 17:00 |  | 23.94
2022-03-12 18:00 |  | 25
2022-03-12 19:00 |  | 51
2022-03-12 20:00 |  | 80
2022-03-12 21:00 |  | 84.48
2022-03-12 22:00 |  | 74.01
2022-03-12 23:00 |  | 54.51
2022-03-13 |  | 44.7
2022-03-13 01:00 |  | 34.44
2022-03-13 02:00 |  | 25.34
2022-03-13 03:00 |  | 19.46
2022-03-13 04:00 |  | 15.88
2022-03-13 05:00 |  | 14.08
2022-03-13 06:00 |  | 13.17
2022-03-13 07:00 |  | 12.55
2022-03-13 08:00 |  | 10.48
2022-03-13 09:00 |  | 10.15
2022-03-13 10:00 |  | 11.87
2022-03-13 11:00 |  | 13.17
2022-03-13 12:00 |  | 16.22
2022-03-13 13:00 |  | 17.9
2022-03-13 14:00 |  | 18.57
2022-03-13 15:00 |  | 19.43
2022-03-13 16:00 |  | 19.04
2022-03-13 17:00 |  | 22.53
2022-03-13 18:00 |  | 25.97
2022-03-13 19:00 |  | 30.45
2022-03-13 20:00 |  | 36.31
2022-03-13 21:00 |  | 39
2022-03-13 22:00 |  | 35.9
2022-03-13 23:00 |  | 31
2022-03-14 |  | 27.21
2022-03-14 01:00 |  | 24.89
2022-03-14 02:00 |  | 21.84
2022-03-14 03:00 |  | 19.92
2022-03-14 04:00 |  | 19.2
2022-03-14 05:00 |  | 20.77
2022-03-14 06:00 |  | 21.36
2022-03-14 07:00 |  | 20.23
2022-03-14 08:00 |  | 19.71
2022-03-14 09:00 |  | 26.05
2022-03-14 10:00 |  | 36.73
2022-03-14 11:00 |  | 37.77
2022-03-14 12:00 |  | 39.95
2022-03-14 13:00 |  | 44.06
2022-03-14 14:00 |  | 46.56
2022-03-14 15:00 |  | 47.09
2022-03-14 16:00 |  | 47.68
2022-03-14 17:00 |  | 44.98
2022-03-14 18:00 |  | 44.18
2022-03-14 19:00 |  | 49.35
2022-03-14 20:00 |  | 54.77
2022-03-14 21:00 |  | 57.75
2022-03-14 22:00 |  | 57.42
2022-03-14 23:00 |  | 52.61
2022-03-15 |  | 44.68
2022-03-15 01:00 |  | 35.71
2022-03-15 02:00 |  | 30.11
2022-03-15 03:00 |  | 28.25
2022-03-15 04:00 |  | 26.48
2022-03-15 05:00 |  | 24.12
2022-03-15 06:00 |  | 22.28
2022-03-15 07:00 |  | 20.27
2022-03-15 08:00 |  | 22.58
2022-03-15 09:00 |  | 23.19
2022-03-15 10:00 |  | 24.74
2022-03-15 11:00 |  | 25.04
2022-03-15 12:00 |  | 29.08
2022-03-15 13:00 |  | 33
2022-03-15 14:00 |  | 34.64
2022-03-15 15:00 |  | 36.57
2022-03-15 16:00 |  | 41.33
2022-03-15 17:00 |  | 44.34
2022-03-15 18:00 |  | 77.63
2022-03-15 19:00 |  | 129.8
2022-03-15 20:00 |  | 153.8
2022-03-15 21:00 |  | 146.6
2022-03-15 22:00 |  | 125.6
2022-03-15 23:00 |  | 109.7
2022-03-16 |  | 101.9
2022-03-16 01:00 |  | 116
2022-03-16 02:00 |  | 144.7
2022-03-16 03:00 |  | 160.7
2022-03-16 04:00 |  | 178.4
2022-03-16 05:00 |  | 190.8
2022-03-16 06:00 |  | 207
2022-03-16 07:00 |  | 217.6
2022-03-16 08:00 |  | 216.7
2022-03-16 09:00 |  | 208.2
2022-03-16 10:00 |  | 190.8
2022-03-16 11:00 |  | 155.8
2022-03-16 12:00 |  | 115.6
2022-03-16 13:00 |  | 76.37
2022-03-16 14:00 |  | 47.48
2022-03-16 15:00 |  | 36.78
2022-03-16 16:00 |  | 30.74
2022-03-16 17:00 |  | 34.34
2022-03-16 18:00 |  | 50.51
2022-03-16 19:00 |  | 57.2
2022-03-16 20:00 |  | 60.22
2022-03-16 21:00 |  | 55.24
2022-03-16 22:00 |  | 45.34
2022-03-16 23:00 |  | 33.45
2022-03-17 |  | 25.46
2022-03-17 01:00 |  | 23.44
2022-03-17 02:00 |  | 24.39
2022-03-17 03:00 |  | 26.46
2022-03-17 04:00 |  | 22.97
2022-03-17 05:00 |  | 17.99
2022-03-17 06:00 |  | 15.43
2022-03-17 07:00 |  | 15.57
2022-03-17 08:00 |  | 16.7
2022-03-17 09:00 |  | 21.82
2022-03-17 10:00 |  | 26.43
2022-03-17 11:00 |  | 32.85
2022-03-17 12:00 |  | 32.19
2022-03-17 13:00 |  | 29.8
2022-03-17 14:00 |  | 29.27
2022-03-17 15:00 |  | 28.75
2022-03-17 16:00 |  | 33.47
2022-03-17 17:00 |  | 39.57
2022-03-17 18:00 |  | 42.08
2022-03-17 19:00 |  | 51.51
2022-03-17 20:00 |  | 57.84
2022-03-17 21:00 |  | 54.65
2022-03-17 22:00 |  | 49.65
2022-03-17 23:00 |  | 44.82
2022-03-18 |  | 38.76
2022-03-18 01:00 |  | 31.93
2022-03-18 02:00 |  | 27.94
2022-03-18 03:00 |  | 25.25
2022-03-18 04:00 |  | 19.59
2022-03-18 05:00 |  | 16.01
2022-03-18 06:00 |  | 16.13
2022-03-18 07:00 |  | 18.87
2022-03-18 08:00 |  | 23.48
2022-03-18 09:00 |  | 27.78
2022-03-18 10:00 |  | 29.31
2022-03-18 11:00 |  | 27.9
2022-03-18 12:00 |  | 26.64
2022-03-18 13:00 |  | 24.69
2022-03-18 14:00 |  | 21.93
2022-03-18 15:00 |  | 22.22
2022-03-18 16:00 |  | 22.97
2022-03-18 17:00 |  | 26.31
2022-03-18 18:00 |  | 34.55
2022-03-18 19:00 |  | 48.45
2022-03-18 20:00 |  | 65.4
2022-03-18 21:00 |  | 75.47
2022-03-18 22:00 |  | 81.85
2022-03-18 23:00 |  | 82.99
2022-03-19 |  | 82.24
2022-03-19 01:00 |  | 79.75
2022-03-19 02:00 |  | 80.58
2022-03-19 03:00 |  | 79.24
2022-03-19 04:00 |  | 72.06
2022-03-19 05:00 |  | 65.06
2022-03-19 06:00 |  | 58.9
2022-03-19 07:00 |  | 56.57
2022-03-19 08:00 |  | 56.22
2022-03-19 09:00 |  | 58.06
2022-03-19 10:00 |  | 55.81
2022-03-19 11:00 |  | 50.25
2022-03-19 12:00 |  | 42.72
2022-03-19 13:00 |  | 36.04
2022-03-19 14:00 |  | 31
2022-03-19 15:00 |  | 26.3
2022-03-19 16:00 |  | 21.3
2022-03-19 17:00 |  | 21.22
2022-03-19 18:00 |  | 43.67
2022-03-19 19:00 |  | 78.71
2022-03-19 20:00 |  | 126.5
2022-03-19 21:00 |  | 131.3
2022-03-19 22:00 |  | 103.9
2022-03-19 23:00 |  | 86.83
2022-03-20 |  | 84.52
2022-03-20 01:00 |  | 91.4
2022-03-20 02:00 |  | 83.72
2022-03-20 03:00 |  | 77.94
2022-03-20 04:00 |  | 69.86
2022-03-20 05:00 |  | 63.7
2022-03-20 06:00 |  | 61.14
2022-03-20 07:00 |  | 59.45
2022-03-20 08:00 |  | 61.95
2022-03-20 09:00 |  | 66.94
2022-03-20 10:00 |  | 68.03
2022-03-20 11:00 |  | 93.32
2022-03-20 12:00 |  | 126.3
2022-03-20 13:00 |  | 123.3
2022-03-20 14:00 |  | 97.9
2022-03-20 15:00 |  | 70.6
2022-03-20 16:00 |  | 58.75
2022-03-20 17:00 |  | 50.23
2022-03-20 18:00 |  | 43.31
2022-03-20 19:00 |  | 23.63
2022-03-20 20:00 |  | 16.11
2022-03-20 21:00 |  | 11.52
2022-03-20 22:00 |  | 9.657
2022-03-20 23:00 |  | 8.92
2022-03-21 |  | 9.954
2022-03-21 01:00 |  | 9.975
2022-03-21 02:00 |  | 8.183
2022-03-21 03:00 |  | 7.268
2022-03-21 04:00 |  | 7.311
2022-03-21 05:00 |  | 7.69
2022-03-21 06:00 |  | 8.012
2022-03-21 07:00 |  | 8.426
2022-03-21 08:00 |  | 10.09
2022-03-21 09:00 |  | 12.86
2022-03-21 10:00 |  |  | 2.e
2022-03-21 11:00 |  |  | 2.e
2022-03-21 12:00 |  |  | 2.h
2022-03-21 13:00 |  |  | 2.h
2022-03-21 14:00 |  |  | 2.h
2022-03-21 15:00 |  |  | 2.h
2022-03-21 16:00 |  |  | 2.h
2022-03-21 17:00 |  | 58.41
2022-03-21 18:00 |  | 38.24
2022-03-21 19:00 |  | 31
2022-03-21 20:00 |  | 24.63
2022-03-21 21:00 |  | 19.48
2022-03-21 22:00 |  | 13.69
2022-03-21 23:00 |  | 10.28
2022-03-22 |  | 7.641
2022-03-22 01:00 |  | 6.399
2022-03-22 02:00 |  | 8.644
2022-03-22 03:00 |  | 8.312
2022-03-22 04:00 |  | 8.52
2022-03-22 05:00 |  | 8.334
2022-03-22 06:00 |  | 9.152
2022-03-22 07:00 |  | 10.74
2022-03-22 08:00 |  | 11.51
2022-03-22 09:00 |  | 16.66
2022-03-22 10:00 |  | 19.47
2022-03-22 11:00 |  | 20.74
2022-03-22 12:00 |  | 20.29
2022-03-22 13:00 |  | 18.33
2022-03-22 14:00 |  | 17.61
2022-03-22 15:00 |  | 20.82
2022-03-22 16:00 |  | 21.55
2022-03-22 17:00 |  | 24.07
2022-03-22 18:00 |  | 26.93
2022-03-22 19:00 |  | 29.07
2022-03-22 20:00 |  | 40.81
2022-03-22 21:00 |  | 38.42
2022-03-22 22:00 |  | 31.9
2022-03-22 23:00 |  | 24.03
2022-03-23 |  | 19.3
2022-03-23 01:00 |  | 16.06
2022-03-23 02:00 |  | 14.22
2022-03-23 03:00 |  | 13.87
2022-03-23 04:00 |  | 10.16
2022-03-23 05:00 |  | 7.908
2022-03-23 06:00 |  | 6.601
2022-03-23 07:00 |  | 6.616
2022-03-23 08:00 |  | 9.038
2022-03-23 09:00 |  | 12.21
2022-03-23 10:00 |  | 18.27
2022-03-23 11:00 |  | 23.8
2022-03-23 12:00 |  | 21.01
2022-03-23 13:00 |  | 16.85
2022-03-23 14:00 |  | 12.52
2022-03-23 15:00 |  | 11.6
2022-03-23 16:00 |  | 13.63
2022-03-23 17:00 |  | 20.33
2022-03-23 18:00 |  | 25.3
2022-03-23 19:00 |  |  | 2.h
2022-03-23 20:00 |  | 46.15
2022-03-23 21:00 |  | 40.94
2022-03-23 22:00 |  | 32.32
2022-03-23 23:00 |  | 25.39
2022-03-24 |  | 21.21
2022-03-24 01:00 |  | 19.85
2022-03-24 02:00 |  | 20.59
2022-03-24 03:00 |  | 20.54
2022-03-24 04:00 |  | 20.99
2022-03-24 05:00 |  | 19.65
2022-03-24 06:00 |  | 19.04
2022-03-24 07:00 |  | 20.93
2022-03-24 08:00 |  | 22.1
2022-03-24 09:00 |  | 26.18
2022-03-24 10:00 |  | 29.64
2022-03-24 11:00 |  | 29.34
2022-03-24 12:00 |  | 30.25
2022-03-24 13:00 |  | 28.99
2022-03-24 14:00 |  | 30.66
2022-03-24 15:00 |  | 36.4
2022-03-24 16:00 |  | 40.27
2022-03-24 17:00 |  | 41.27
2022-03-24 18:00 |  | 52.44
2022-03-24 19:00 |  | 62.43
2022-03-24 20:00 |  | 61.32
2022-03-24 21:00 |  | 50.65
2022-03-24 22:00 |  | 40.41
2022-03-24 23:00 |  | 32.41
2022-03-25 |  | 26.51
2022-03-25 01:00 |  | 23.4
2022-03-25 02:00 |  | 21.31
2022-03-25 03:00 |  | 20.04
2022-03-25 04:00 |  | 17.21
2022-03-25 05:00 |  | 15.53
2022-03-25 06:00 |  | 15.56
2022-03-25 07:00 |  | 14.79
2022-03-25 08:00 |  | 13.96
2022-03-25 09:00 |  | 19.87
2022-03-25 10:00 |  | 23.04
2022-03-25 11:00 |  | 23.83
2022-03-25 12:00 |  | 21.64
2022-03-25 13:00 |  | 21.38
2022-03-25 14:00 |  | 21.65
2022-03-25 15:00 |  | 23.41
2022-03-25 16:00 |  | 24.98
2022-03-25 17:00 |  | 27.32
2022-03-25 18:00 |  | 32.59
2022-03-25 19:00 |  | 55.17
2022-03-25 20:00 |  | 85.33
2022-03-25 21:00 |  | 95.19
2022-03-25 22:00 |  | 81.19
2022-03-25 23:00 |  | 75.96
2022-03-26 |  | 81.41
2022-03-26 01:00 |  | 92.22
2022-03-26 02:00 |  | 97.1
2022-03-26 03:00 |  | 96.96
2022-03-26 04:00 |  | 92.33
2022-03-26 05:00 |  | 91.64
2022-03-26 06:00 |  | 90.03
2022-03-26 07:00 |  | 82.26
2022-03-26 08:00 |  | 70.08
2022-03-26 09:00 |  | 64.53
2022-03-26 10:00 |  | 62.3
2022-03-26 11:00 |  | 66.14
2022-03-26 12:00 |  | 70.87
2022-03-26 13:00 |  | 63.49
2022-03-26 14:00 |  | 54.34
2022-03-26 15:00 |  | 47.84
2022-03-26 16:00 |  | 42.99
2022-03-26 17:00 |  | 44.01
2022-03-26 18:00 |  | 43.32
2022-03-26 19:00 |  | 41.8
2022-03-26 20:00 |  | 45.12
2022-03-26 21:00 |  | 52.87
2022-03-26 22:00 |  | 46.43
2022-03-26 23:00 |  | 36.2
2022-03-27 |  | 33.18
2022-03-27 01:00 |  | 30.76
2022-03-27 02:00 |  | 32.83
2022-03-27 03:00 |  | 28.77
2022-03-27 04:00 |  | 22.48
2022-03-27 05:00 |  | 20.42
2022-03-27 06:00 |  | 16.21
2022-03-27 07:00 |  | 14.11
2022-03-27 08:00 |  | 10.34
2022-03-27 09:00 |  | 7.923
2022-03-27 10:00 |  | 13.14
2022-03-27 11:00 |  | 21.51
2022-03-27 12:00 |  | 24.33
2022-03-27 13:00 |  | 20.87
2022-03-27 14:00 |  | 16.47
2022-03-27 15:00 |  | 13.5
2022-03-27 16:00 |  | 13.36
2022-03-27 17:00 |  | 16.94
2022-03-27 18:00 |  | 18.14
2022-03-27 19:00 |  | 19.57
2022-03-27 20:00 |  | 22.46
2022-03-27 21:00 |  | 24.15
2022-03-27 22:00 |  | 23.8
2022-03-27 23:00 |  | 25.39
2022-03-28 |  | 24.19
2022-03-28 01:00 |  | 24.03
2022-03-28 02:00 |  | 24.1
2022-03-28 03:00 |  | 23.29
2022-03-28 04:00 |  | 21.89
2022-03-28 05:00 |  | 20.04
2022-03-28 06:00 |  | 20.84
2022-03-28 07:00 |  | 39.45
2022-03-28 08:00 |  | 47.68
2022-03-28 09:00 |  | 47.83
2022-03-28 10:00 |  | 43.16
2022-03-28 11:00 |  | 35
2022-03-28 12:00 |  | 27.81
2022-03-28 13:00 |  | 22.06
2022-03-28 14:00 |  | 17.52
2022-03-28 15:00 |  | 18.67
2022-03-28 16:00 |  | 22.27
2022-03-28 17:00 |  | 30.56
2022-03-28 18:00 |  | 54.46
2022-03-28 19:00 |  | 55.35
2022-03-28 20:00 |  | 45.27
2022-03-28 21:00 |  | 32.54
2022-03-28 22:00 |  | 25.58
2022-03-28 23:00 |  | 20.49
2022-03-29 |  | 15.46
2022-03-29 01:00 |  | 9.835
2022-03-29 02:00 |  | 6.194
2022-03-29 03:00 |  | 8.386
2022-03-29 04:00 |  | 11.88
2022-03-29 05:00 |  | 17.46
2022-03-29 06:00 |  | 26.39
2022-03-29 07:00 |  | 34.73
2022-03-29 08:00 |  | 35.6
2022-03-29 09:00 |  | 30.73
2022-03-29 10:00 |  | 23.09
2022-03-29 11:00 |  | 19.99
2022-03-29 12:00 |  | 18.76
2022-03-29 13:00 |  | 17.74
2022-03-29 14:00 |  | 14.88
2022-03-29 15:00 |  | 12.28
2022-03-29 16:00 |  | 11.79
2022-03-29 17:00 |  | 14.46
2022-03-29 18:00 |  | 16.78
2022-03-29 19:00 |  | 19.09
2022-03-29 20:00 |  | 20.35
2022-03-29 21:00 |  | 21.93
2022-03-29 22:00 |  | 23.52
2022-03-29 23:00 |  | 22.71
2022-03-30 |  | 21.24
2022-03-30 01:00 |  | 18.42
2022-03-30 02:00 |  | 18.66
2022-03-30 03:00 |  | 17.63
2022-03-30 04:00 |  | 17.57
2022-03-30 05:00 |  | 16.88
2022-03-30 06:00 |  | 18.05
2022-03-30 07:00 |  | 17.54
2022-03-30 08:00 |  | 17.96
2022-03-30 09:00 |  | 19.98
2022-03-30 10:00 |  | 22.8
2022-03-30 11:00 |  | 24.1
2022-03-30 12:00 |  | 26.49
2022-03-30 13:00 |  | 33.33
2022-03-30 14:00 |  | 39.06
2022-03-30 15:00 |  | 41.22
2022-03-30 16:00 |  | 39.25
2022-03-30 17:00 |  | 33.89
2022-03-30 18:00 |  | 37.3
2022-03-30 19:00 |  | 43.14
2022-03-30 20:00 |  | 50.64
2022-03-30 21:00 |  | 48.2
2022-03-30 22:00 |  | 45.62
2022-03-30 23:00 |  | 39.85
2022-03-31 |  | 33.64
2022-03-31 01:00 |  | 28.23
2022-03-31 02:00 |  | 25.51
2022-03-31 03:00 |  | 22.47
2022-03-31 04:00 |  | 19.31
2022-03-31 05:00 |  | 19.13
2022-03-31 06:00 |  | 19.82
2022-03-31 07:00 |  | 20.11
2022-03-31 08:00 |  | 19.81
2022-03-31 09:00 |  | 18.95
2022-03-31 10:00 |  | 18.31
2022-03-31 11:00 |  | 19.55
2022-03-31 12:00 |  | 21.76
2022-03-31 13:00 |  | 22.88
2022-03-31 14:00 |  | 24.45
2022-03-31 15:00 |  | 26.76
2022-03-31 16:00 |  | 34.37
2022-03-31 17:00 |  | 51.61
2022-03-31 18:00 |  | 62.21
2022-03-31 19:00 |  | 74.44
2022-03-31 20:00 |  | 86.75
2022-03-31 21:00 |  | 89.68
2022-03-31 22:00 |  | 88.4
2022-03-31 23:00 |  | 76.57
2022-04-01 |  | 62.44
2022-04-01 01:00 |  | 53.5
2022-04-01 02:00 |  | 41.97
2022-04-01 03:00 |  | 31.49
2022-04-01 04:00 |  | 25.26
2022-04-01 05:00 |  | 21.32
2022-04-01 06:00 |  | 18.36
2022-04-01 07:00 |  | 19.2
2022-04-01 08:00 |  | 19.69
2022-04-01 09:00 |  | 20.57
2022-04-01 10:00 |  | 22.95
2022-04-01 11:00 |  |  | 2.a
2022-04-01 12:00 |  |  | 2.h
2022-04-01 13:00 |  | 15.44
2022-04-01 14:00 |  | 28
2022-04-01 15:00 |  | 41.16
2022-04-01 16:00 |  | 46.64
2022-04-01 17:00 |  | 46.68
2022-04-01 18:00 |  | 47.37
2022-04-01 19:00 |  | 50.38
2022-04-01 20:00 |  | 53.63
2022-04-01 21:00 |  | 51.89
2022-04-01 22:00 |  | 50.4
2022-04-01 23:00 |  | 45.37
2022-04-02 |  | 43.22
2022-04-02 01:00 |  | 41.22
2022-04-02 02:00 |  | 37.54
2022-04-02 03:00 |  | 33.59
2022-04-02 04:00 |  | 30.15
2022-04-02 05:00 |  | 29.6
2022-04-02 06:00 |  | 27.32
2022-04-02 07:00 |  | 28.5
2022-04-02 08:00 |  | 32.05
2022-04-02 09:00 |  | 34.4
2022-04-02 10:00 |  | 37.66
2022-04-02 11:00 |  | 41.01
2022-04-02 12:00 |  | 39.47
2022-04-02 13:00 |  | 34.18
2022-04-02 14:00 |  | 34.14
2022-04-02 15:00 |  | 41.37
2022-04-02 16:00 |  | 40.82
2022-04-02 17:00 |  | 37.26
2022-04-02 18:00 |  | 30.68
2022-04-02 19:00 |  | 22.02
2022-04-02 20:00 |  | 14.74
2022-04-02 21:00 |  | 15.76
2022-04-02 22:00 |  | 19.15
2022-04-02 23:00 |  | 20.19
2022-04-03 |  | 20.07
2022-04-03 01:00 |  | 23.2
2022-04-03 02:00 |  | 24.31
2022-04-03 03:00 |  | 23.72
2022-04-03 04:00 |  | 20.18
2022-04-03 05:00 |  | 15.09
2022-04-03 06:00 |  | 13.46
2022-04-03 07:00 |  | 12.47
2022-04-03 08:00 |  | 10.85
2022-04-03 09:00 |  | 9.368
2022-04-03 10:00 |  | 8.877
2022-04-03 11:00 |  | 6.99
2022-04-03 12:00 |  | 7.8
2022-04-03 13:00 |  | 7.937
2022-04-03 14:00 |  | 8.321
2022-04-03 15:00 |  | 9.721
2022-04-03 16:00 |  | 12.81
2022-04-03 17:00 |  | 16.89
2022-04-03 18:00 |  | 19.05
2022-04-03 19:00 |  | 19.27
2022-04-03 20:00 |  | 17.88
2022-04-03 21:00 |  | 16.81
2022-04-03 22:00 |  | 16.92
2022-04-03 23:00 |  | 16.15
2022-04-04 |  | 15.44
2022-04-04 01:00 |  | 16.75
2022-04-04 02:00 |  | 15.56
2022-04-04 03:00 |  | 14.7
2022-04-04 04:00 |  | 12.65
2022-04-04 05:00 |  | 11.45
2022-04-04 06:00 |  | 11.46
2022-04-04 07:00 |  | 11.39
2022-04-04 08:00 |  | 9.551
2022-04-04 09:00 |  | 12.35
2022-04-04 10:00 |  | 16.28
2022-04-04 11:00 |  | 19.32
2022-04-04 12:00 |  | 18.97
2022-04-04 13:00 |  | 18.87
2022-04-04 14:00 |  | 19.3
2022-04-04 15:00 |  | 19.66
2022-04-04 16:00 |  | 20.06
2022-04-04 17:00 |  | 23.48
2022-04-04 18:00 |  | 28.91
2022-04-04 19:00 |  | 33.27
2022-04-04 20:00 |  | 34.81
2022-04-04 21:00 |  | 34.69
2022-04-04 22:00 |  | 31.64
2022-04-04 23:00 |  | 28.32
2022-04-05 |  | 22.22
2022-04-05 01:00 |  | 18.22
2022-04-05 02:00 |  | 14.95
2022-04-05 03:00 |  | 13.87
2022-04-05 04:00 |  | 11.81
2022-04-05 05:00 |  | 10.77
2022-04-05 06:00 |  | 10.71
2022-04-05 07:00 |  | 12.49
2022-04-05 08:00 |  | 11.57
2022-04-05 09:00 |  | 14.5
2022-04-05 10:00 |  | 18.99
2022-04-05 11:00 |  | 21.73
2022-04-05 12:00 |  | 21.86
2022-04-05 13:00 |  | 20.22
2022-04-05 14:00 |  | 19.53
2022-04-05 15:00 |  | 19.29
2022-04-05 16:00 |  | 18.69
2022-04-05 17:00 |  | 21.6
2022-04-05 18:00 |  | 27.61
2022-04-05 19:00 |  | 42.54
2022-04-05 20:00 |  | 62.58
2022-04-05 21:00 |  | 64.24
2022-04-05 22:00 |  | 57.74
2022-04-05 23:00 |  | 50.25
2022-04-06 |  | 47.12
2022-04-06 01:00 |  | 41.37
2022-04-06 02:00 |  | 35.95
2022-04-06 03:00 |  | 31.16
2022-04-06 04:00 |  | 30.87
2022-04-06 05:00 |  | 28.13
2022-04-06 06:00 |  | 23.62
2022-04-06 07:00 |  | 21.61
2022-04-06 08:00 |  | 21.3
2022-04-06 09:00 |  | 23.63
2022-04-06 10:00 |  | 23.88
2022-04-06 11:00 |  | 23.19
2022-04-06 12:00 |  | 24.16
2022-04-06 13:00 |  | 22.56
2022-04-06 14:00 |  | 19.12
2022-04-06 15:00 |  | 16.47
2022-04-06 16:00 |  | 17.82
2022-04-06 17:00 |  | 21.3
2022-04-06 18:00 |  | 31.17
2022-04-06 19:00 |  | 96.72
2022-04-06 20:00 |  | 109
2022-04-06 21:00 |  | 81.21
2022-04-06 22:00 |  | 55.89
2022-04-06 23:00 |  | 36.71
2022-04-07 |  | 27.86
2022-04-07 01:00 |  | 24.84
2022-04-07 02:00 |  | 23.88
2022-04-07 03:00 |  | 30.28
2022-04-07 04:00 |  | 43.65
2022-04-07 05:00 |  | 54.64
2022-04-07 06:00 |  | 60.5
2022-04-07 07:00 |  | 66.44
2022-04-07 08:00 |  | 76.22
2022-04-07 09:00 |  | 80.44
2022-04-07 10:00 |  | 76.65
2022-04-07 11:00 |  | 73.69
2022-04-07 12:00 |  | 64.97
2022-04-07 13:00 |  | 52.97
2022-04-07 14:00 |  | 40.56
2022-04-07 15:00 |  | 34.76
2022-04-07 16:00 |  | 27.53
2022-04-07 17:00 |  | 24.66
2022-04-07 18:00 |  | 35.52
2022-04-07 19:00 |  | 72.94
2022-04-07 20:00 |  | 69.86
2022-04-07 21:00 |  | 55.51
2022-04-07 22:00 |  | 43.51
2022-04-07 23:00 |  | 32.74
2022-04-08 |  | 27.64
2022-04-08 01:00 |  | 22.91
2022-04-08 02:00 |  | 19.01
2022-04-08 03:00 |  | 16.34
2022-04-08 04:00 |  | 13.14
2022-04-08 05:00 |  | 10.58
2022-04-08 06:00 |  | 9.792
2022-04-08 07:00 |  | 9.617
2022-04-08 08:00 |  | 8.167
2022-04-08 09:00 |  | 9.725
2022-04-08 10:00 |  | 13.6
2022-04-08 11:00 |  | 16.46
2022-04-08 12:00 |  | 19.17
2022-04-08 13:00 |  | 21.67
2022-04-08 14:00 |  | 24.1
2022-04-08 15:00 |  | 26.94
2022-04-08 16:00 |  | 28.19
2022-04-08 17:00 |  | 30.64
2022-04-08 18:00 |  | 35.72
2022-04-08 19:00 |  | 44.19
2022-04-08 20:00 |  | 46.55
2022-04-08 21:00 |  | 49.58
2022-04-08 22:00 |  | 49.24
2022-04-08 23:00 |  | 46.45
2022-04-09 |  | 43.45
2022-04-09 01:00 |  | 42.57
2022-04-09 02:00 |  | 51.65
2022-04-09 03:00 |  | 49.41
2022-04-09 04:00 |  | 44.2
2022-04-09 05:00 |  | 39.21
2022-04-09 06:00 |  | 33.07
2022-04-09 07:00 |  | 28.08
2022-04-09 08:00 |  | 27.5
2022-04-09 09:00 |  | 28.93
2022-04-09 10:00 |  | 30.81
2022-04-09 11:00 |  | 31.95
2022-04-09 12:00 |  | 32.05
2022-04-09 13:00 |  | 31.47
2022-04-09 14:00 |  | 33.18
2022-04-09 15:00 |  | 27.88
2022-04-09 16:00 |  | 14.44
2022-04-09 17:00 |  | 3.672
2022-04-09 18:00 |  | 6
2022-04-09 19:00 |  | 19
2022-04-09 20:00 |  | 19.74
2022-04-09 21:00 |  | 18.19
2022-04-09 22:00 |  | 16.88
2022-04-09 23:00 |  | 19
2022-04-10 |  | 24
2022-04-10 01:00 |  | 28.34
2022-04-10 02:00 |  | 27.86
2022-04-10 03:00 |  | 25.41
2022-04-10 04:00 |  | 23.17
2022-04-10 05:00 |  | 20.79
2022-04-10 06:00 |  | 17.32
2022-04-10 07:00 |  | 13.56
2022-04-10 08:00 |  | 9.643
2022-04-10 09:00 |  | 6.606
2022-04-10 10:00 |  | 8
2022-04-10 11:00 |  | 10.59
2022-04-10 12:00 |  | 14.51
2022-04-10 13:00 |  | 14.75
2022-04-10 14:00 |  | 13.2
2022-04-10 15:00 |  | 11.88
2022-04-10 16:00 |  | 9.165
2022-04-10 17:00 |  | 7.208
2022-04-10 18:00 |  | 14.47
2022-04-10 19:00 |  | 25.84
2022-04-10 20:00 |  | 32
2022-04-10 21:00 |  | 41.09
2022-04-10 22:00 |  | 44.79
2022-04-10 23:00 |  | 42.37
2022-04-11 |  | 36.52
2022-04-11 01:00 |  | 32.04
2022-04-11 02:00 |  | 26.69
2022-04-11 03:00 |  | 22.29
2022-04-11 04:00 |  | 21.24
2022-04-11 05:00 |  | 19.28
2022-04-11 06:00 |  | 15.53
2022-04-11 07:00 |  | 12.04
2022-04-11 08:00 |  | 14.97
2022-04-11 09:00 |  | 17.77
2022-04-11 10:00 |  | 17.99
2022-04-11 11:00 |  | 16.23
2022-04-11 12:00 |  | 12.64
2022-04-11 13:00 |  | 8.454
2022-04-11 14:00 |  | 9.37
2022-04-11 15:00 |  | 12.11
2022-04-11 16:00 |  | 17.89
2022-04-11 17:00 |  | 23.13
2022-04-11 18:00 |  | 25.93
2022-04-11 19:00 |  | 23.23
2022-04-11 20:00 |  | 19
2022-04-11 21:00 |  | 19.72
2022-04-11 22:00 |  | 24.34
2022-04-11 23:00 |  | 26.49
2022-04-12 |  | 31.26
2022-04-12 01:00 |  | 39.16
2022-04-12 02:00 |  | 41.78
2022-04-12 03:00 |  | 45.67
2022-04-12 04:00 |  | 49.17
2022-04-12 05:00 |  | 46.09
2022-04-12 06:00 |  | 46.72
2022-04-12 07:00 |  | 40.78
2022-04-12 08:00 |  | 33.67
2022-04-12 09:00 |  | 30.48
2022-04-12 10:00 |  | 29.14
2022-04-12 11:00 |  | 24.15
2022-04-12 12:00 |  | 22.15
2022-04-12 13:00 |  | 20.29
2022-04-12 14:00 |  | 17.85
2022-04-12 15:00 |  | 18.11
2022-04-12 16:00 |  | 21.14
2022-04-12 17:00 |  | 25.66
2022-04-12 18:00 |  | 31.55
2022-04-12 19:00 |  | 36.01
2022-04-12 20:00 |  | 35.59
2022-04-12 21:00 |  | 31.21
2022-04-12 22:00 |  | 28.21
2022-04-12 23:00 |  | 25.54
2022-04-13 |  | 25.27
2022-04-13 01:00 |  | 24.84
2022-04-13 02:00 |  | 23.2
2022-04-13 03:00 |  | 21.52
2022-04-13 04:00 |  | 18.32
2022-04-13 05:00 |  | 16.06
2022-04-13 06:00 |  | 14.35
2022-04-13 07:00 |  | 13.63
2022-04-13 08:00 |  | 15.73
2022-04-13 09:00 |  | 20.92
2022-04-13 10:00 |  | 27.35
2022-04-13 11:00 |  | 33.36
2022-04-13 12:00 |  | 35.88
2022-04-13 13:00 |  | 34.54
2022-04-13 14:00 |  | 31.39
2022-04-13 15:00 |  | 31.99
2022-04-13 16:00 |  | 35.33
2022-04-13 17:00 |  | 38.34
2022-04-13 18:00 |  | 43.46
2022-04-13 19:00 |  | 50.68
2022-04-13 20:00 |  | 46.29
2022-04-13 21:00 |  | 42.12
2022-04-13 22:00 |  | 39.27
2022-04-13 23:00 |  | 35.94
2022-04-14 |  | 30.21
2022-04-14 01:00 |  | 26.65
2022-04-14 02:00 |  | 22.13
2022-04-14 03:00 |  | 18.8
2022-04-14 04:00 |  | 16.53
2022-04-14 05:00 |  | 15.33
2022-04-14 06:00 |  | 18.27
2022-04-14 07:00 |  | 23.02
2022-04-14 08:00 |  | 28.7
2022-04-14 09:00 |  | 32.66
2022-04-14 10:00 |  |  | 2.e
2022-04-14 11:00 |  |  | 2.e
2022-04-14 12:00 |  |  | 2.e
2022-04-14 13:00 |  | 19.2
2022-04-14 14:00 |  | 44.82
2022-04-14 15:00 |  | 51.89
2022-04-14 16:00 |  | 60.89
2022-04-14 17:00 |  | 76.13
2022-04-14 18:00 |  | 95.25
2022-04-14 19:00 |  | 108.6
2022-04-14 20:00 |  | 103.3
2022-04-14 21:00 |  | 95.15
2022-04-14 22:00 |  | 82.8
2022-04-14 23:00 |  | 71.3
2022-04-15 |  | 60.24
2022-04-15 01:00 |  | 49.22
2022-04-15 02:00 |  | 40.8
2022-04-15 03:00 |  | 36.7
2022-04-15 04:00 |  | 39.38
2022-04-15 05:00 |  | 38.98
2022-04-15 06:00 |  | 34.11
2022-04-15 07:00 |  | 31.1
2022-04-15 08:00 |  | 32.36
2022-04-15 09:00 |  | 31.32
2022-04-15 10:00 |  | 29.39
2022-04-15 11:00 |  | 27.66
2022-04-15 12:00 |  | 24.75
2022-04-15 13:00 |  | 22.08
2022-04-15 14:00 |  | 22.29
2022-04-15 15:00 |  | 24.39
2022-04-15 16:00 |  | 27.86
2022-04-15 17:00 |  | 31.79
2022-04-15 18:00 |  | 36.67
2022-04-15 19:00 |  | 41.12
2022-04-15 20:00 |  | 41.67
2022-04-15 21:00 |  | 40.27
2022-04-15 22:00 |  | 38.12
2022-04-15 23:00 |  | 35.32
2022-04-16 |  | 32.3
2022-04-16 01:00 |  | 31.3
2022-04-16 02:00 |  | 27.2
2022-04-16 03:00 |  | 22.68
2022-04-16 04:00 |  | 19.92
2022-04-16 05:00 |  | 16.78
2022-04-16 06:00 |  | 15.6
2022-04-16 07:00 |  | 16.32
2022-04-16 08:00 |  | 18.14
2022-04-16 09:00 |  | 23.4
2022-04-16 10:00 |  | 23.92
2022-04-16 11:00 |  | 23.02
2022-04-16 12:00 |  | 22.34
2022-04-16 13:00 |  | 20.25
2022-04-16 14:00 |  | 19.9
2022-04-16 15:00 |  | 20.2
2022-04-16 16:00 |  | 23.03
2022-04-16 17:00 |  | 28.94
2022-04-16 18:00 |  | 44.51
2022-04-16 19:00 |  | 103.8
2022-04-16 20:00 |  | 138
2022-04-16 21:00 |  | 117.5
2022-04-16 22:00 |  | 96.88
2022-04-16 23:00 |  | 101.3
2022-04-17 |  | 99.52
2022-04-17 01:00 |  | 87.08
2022-04-17 02:00 |  | 77.95
2022-04-17 03:00 |  | 87.09
2022-04-17 04:00 |  | 90.48
2022-04-17 05:00 |  | 95.13
2022-04-17 06:00 |  | 89.58
2022-04-17 07:00 |  | 85.66
2022-04-17 08:00 |  | 82.52
2022-04-17 09:00 |  | 73.05
2022-04-17 10:00 |  | 71.21
2022-04-17 11:00 |  | 78.01
2022-04-17 12:00 |  | 80.52
2022-04-17 13:00 |  | 71.04
2022-04-17 14:00 |  | 59.29
2022-04-17 15:00 |  | 51.2
2022-04-17 16:00 |  | 49.66
2022-04-17 17:00 |  | 53.78
2022-04-17 18:00 |  | 56.88
2022-04-17 19:00 |  | 53.33
2022-04-17 20:00 |  | 50.71
2022-04-17 21:00 |  | 56.22
2022-04-17 22:00 |  | 59.83
2022-04-17 23:00 |  | 52.67
2022-04-18 |  | 40.78
2022-04-18 01:00 |  | 32.56
2022-04-18 02:00 |  | 34.75
2022-04-18 03:00 |  | 37.5
2022-04-18 04:00 |  | 37.73
2022-04-18 05:00 |  | 34.05
2022-04-18 06:00 |  | 31.97
2022-04-18 07:00 |  | 37.98
2022-04-18 08:00 |  | 58.36
2022-04-18 09:00 |  | 65.26
2022-04-18 10:00 |  | 56.03
2022-04-18 11:00 |  | 45.28
2022-04-18 12:00 |  | 39.92
2022-04-18 13:00 |  | 44.39
2022-04-18 14:00 |  | 44.28
2022-04-18 15:00 |  | 43.34
2022-04-18 16:00 |  | 49.97
2022-04-18 17:00 |  | 56.11
2022-04-18 18:00 |  | 60.71
2022-04-18 19:00 |  | 61.65
2022-04-18 20:00 |  | 57.53
2022-04-18 21:00 |  | 52.33
2022-04-18 22:00 |  | 46.54
2022-04-18 23:00 |  | 39.92
2022-04-19 |  | 35.58
2022-04-19 01:00 |  | 30.02
2022-04-19 02:00 |  | 29.2
2022-04-19 03:00 |  | 30.45
2022-04-19 04:00 |  | 32.62
2022-04-19 05:00 |  | 35.31
2022-04-19 06:00 |  | 37.01
2022-04-19 07:00 |  | 37.04
2022-04-19 08:00 |  | 36.06
2022-04-19 09:00 |  | 31.89
2022-04-19 10:00 |  | 26.05
2022-04-19 11:00 |  | 28.5
2022-04-19 12:00 |  | 46.74
2022-04-19 13:00 |  | 48.14
2022-04-19 14:00 |  | 49.08
2022-04-19 15:00 |  | 46.42
2022-04-19 16:00 |  | 41.73
2022-04-19 17:00 |  | 32.52
2022-04-19 18:00 |  | 26.35
2022-04-19 19:00 |  |  | 2.h
2022-04-19 20:00 |  |  | 2.h
2022-04-19 21:00 |  | 85.26
2022-04-19 22:00 |  | 80.23
2022-04-19 23:00 |  | 59.34
2022-04-20 |  | 43.76
2022-04-20 01:00 |  | 31.53
2022-04-20 02:00 |  | 25.62
2022-04-20 03:00 |  | 23.31
2022-04-20 04:00 |  | 23.13
2022-04-20 05:00 |  | 23.27
2022-04-20 06:00 |  | 28.53
2022-04-20 07:00 |  | 38.98
2022-04-20 08:00 |  | 51.6
2022-04-20 09:00 |  | 66.66
2022-04-20 10:00 |  | 51.38
2022-04-20 11:00 |  | 35.06
2022-04-20 12:00 |  | 23.35
2022-04-20 13:00 |  | 16.09
2022-04-20 14:00 |  | 9.592
2022-04-20 15:00 |  | 8.892
2022-04-20 16:00 |  | 8.278
2022-04-20 17:00 |  | 12.31
2022-04-20 18:00 |  | 19.22
2022-04-20 19:00 |  | 33.59
2022-04-20 20:00 |  | 50.56
2022-04-20 21:00 |  | 74.57
2022-04-20 22:00 |  | 77.4
2022-04-20 23:00 |  | 69.26
2022-04-21 |  | 62.26
2022-04-21 01:00 |  | 53.17
2022-04-21 02:00 |  | 44.81
2022-04-21 03:00 |  | 36.06
2022-04-21 04:00 |  | 29.96
2022-04-21 05:00 |  | 25.1
2022-04-21 06:00 |  | 23.14
2022-04-21 07:00 |  | 24.65
2022-04-21 08:00 |  | 24.8
2022-04-21 09:00 |  | 26.12
2022-04-21 10:00 |  | 42.1
2022-04-21 11:00 |  | 65.13
2022-04-21 12:00 |  | 73.72
2022-04-21 13:00 |  | 54.49
2022-04-21 14:00 |  | 31.27
2022-04-21 15:00 |  | 22.3
2022-04-21 16:00 |  |  | 2.h
2022-04-21 17:00 |  | 28.11
2022-04-21 18:00 |  | 30.4
2022-04-21 19:00 |  | 26.11
2022-04-21 20:00 |  | 19.88
2022-04-21 21:00 |  | 14.82
2022-04-21 22:00 |  | 10.37
2022-04-21 23:00 |  | 8.988
2022-04-22 |  | 7.053
2022-04-22 01:00 |  | 5.175
2022-04-22 02:00 |  | 4.876
2022-04-22 03:00 |  | 3.073
2022-04-22 04:00 |  | 3.474
2022-04-22 05:00 |  | 3.428
2022-04-22 06:00 |  | 1.836
2022-04-22 07:00 |  | 1.511
2022-04-22 08:00 |  | 3.837
2022-04-22 09:00 |  | 5.907
2022-04-22 10:00 |  | 6.059
2022-04-22 11:00 |  | 5.813
2022-04-22 12:00 |  | 5.719
2022-04-22 13:00 |  | 4.467
2022-04-22 14:00 |  | 4.795
2022-04-22 15:00 |  | 4.096
2022-04-22 16:00 |  | 4
2022-04-22 17:00 |  | 5.574
2022-04-22 18:00 |  | 11.39
2022-04-22 19:00 |  | 15.88
2022-04-22 20:00 |  | 19.25
2022-04-22 21:00 |  | 21.61
2022-04-22 22:00 |  | 21.32
2022-04-22 23:00 |  | 20.99
2022-04-23 |  | 17.24
2022-04-23 01:00 |  | 13.28
2022-04-23 02:00 |  | 10.32
2022-04-23 03:00 |  | 8.738
2022-04-23 04:00 |  | 6.46
2022-04-23 05:00 |  | 3.441
2022-04-23 06:00 |  | 1.574
2022-04-23 07:00 |  | 2
2022-04-23 08:00 |  | 2
2022-04-23 09:00 |  | 2
2022-04-23 10:00 |  | 4
2022-04-23 11:00 |  | 4
2022-04-23 12:00 |  | 6.32
2022-04-23 13:00 |  | 6.656
2022-04-23 14:00 |  | 8.292
2022-04-23 15:00 |  | 10.76
2022-04-23 16:00 |  | 9.496
2022-04-23 17:00 |  | 8.413
2022-04-23 18:00 |  | 10.79
2022-04-23 19:00 |  | 13.14
2022-04-23 20:00 |  | 16.41
2022-04-23 21:00 |  | 19.56
2022-04-23 22:00 |  | 18.56
2022-04-23 23:00 |  | 13.18
2022-04-24 |  | 8.521
2022-04-24 01:00 |  | 5.995
2022-04-24 02:00 |  | 4.026
2022-04-24 03:00 |  | 2
2022-04-24 04:00 |  | 2
2022-04-24 05:00 |  | 2
2022-04-24 06:00 |  | 2
2022-04-24 07:00 |  | 2
2022-04-24 08:00 |  | 2
2022-04-24 09:00 |  | 2
2022-04-24 10:00 |  | 2
2022-04-24 11:00 |  | 1.587
2022-04-24 12:00 |  | 5.756
2022-04-24 13:00 |  | 9.715
2022-04-24 14:00 |  | 14.16
2022-04-24 15:00 |  | 17.4
2022-04-24 16:00 |  | 18.07
2022-04-24 17:00 |  | 18.87
2022-04-24 18:00 |  | 23.2
2022-04-24 19:00 |  | 27.01
2022-04-24 20:00 |  | 28.17
2022-04-24 21:00 |  | 30.01
2022-04-24 22:00 |  | 31.06
2022-04-24 23:00 |  | 27.8
2022-04-25 |  | 26.96
2022-04-25 01:00 |  | 27.78
2022-04-25 02:00 |  | 27.14
2022-04-25 03:00 |  | 21.64
2022-04-25 04:00 |  | 15.42
2022-04-25 05:00 |  | 12.06
2022-04-25 06:00 |  | 10.97
2022-04-25 07:00 |  | 13.33
2022-04-25 08:00 |  | 15.48
2022-04-25 09:00 |  | 13.26
2022-04-25 10:00 |  | 10.93
2022-04-25 11:00 |  | 10.52
2022-04-25 12:00 |  | 11.48
2022-04-25 13:00 |  | 12.66
2022-04-25 14:00 |  | 17.09
2022-04-25 15:00 |  | 21.77
2022-04-25 16:00 |  | 20.98
2022-04-25 17:00 |  | 22.88
2022-04-25 18:00 |  | 25.22
2022-04-25 19:00 |  | 22.32
2022-04-25 20:00 |  | 18.37
2022-04-25 21:00 |  | 12.35
2022-04-25 22:00 |  | 7.785
2022-04-25 23:00 |  | 6.464
2022-04-26 |  | 5.892
2022-04-26 01:00 |  | 7.618
2022-04-26 02:00 |  | 5.753
2022-04-26 03:00 |  | 7.408
2022-04-26 04:00 |  | 6.479
2022-04-26 05:00 |  | 5.651
2022-04-26 06:00 |  | 5.114
2022-04-26 07:00 |  | 4.972
2022-04-26 08:00 |  | 6.136
2022-04-26 09:00 |  | 9.758
2022-04-26 10:00 |  | 10.29
2022-04-26 11:00 |  | 11.71
2022-04-26 12:00 |  | 14.58
2022-04-26 13:00 |  | 21
2022-04-26 14:00 |  | 23.06
2022-04-26 15:00 |  | 20.83
2022-04-26 16:00 |  | 20.67
2022-04-26 17:00 |  | 19.89
2022-04-26 18:00 |  | 21.36
2022-04-26 19:00 |  | 29.47
2022-04-26 20:00 |  | 31.77
2022-04-26 21:00 |  | 26.19
2022-04-26 22:00 |  | 20.81
2022-04-26 23:00 |  | 17.17
2022-04-27 |  | 15.04
2022-04-27 01:00 |  | 15.24
2022-04-27 02:00 |  | 13.11
2022-04-27 03:00 |  | 11.01
2022-04-27 04:00 |  | 8.312
2022-04-27 05:00 |  | 5.672
2022-04-27 06:00 |  | 5.154
2022-04-27 07:00 |  | 4.681
2022-04-27 08:00 |  | 3.624
2022-04-27 09:00 |  | 4.543
2022-04-27 10:00 |  | 7.6
2022-04-27 11:00 |  | 8.445
2022-04-27 12:00 |  | 11.46
2022-04-27 13:00 |  | 14.28
2022-04-27 14:00 |  | 14.47
2022-04-27 15:00 |  | 14.47
2022-04-27 16:00 |  | 13.44
2022-04-27 17:00 |  | 18.63
2022-04-27 18:00 |  | 26.55
2022-04-27 19:00 |  | 32.1
2022-04-27 20:00 |  | 38.88
2022-04-27 21:00 |  | 45.06
2022-04-27 22:00 |  | 50.77
2022-04-27 23:00 |  | 48.1
2022-04-28 |  | 43.23
2022-04-28 01:00 |  | 38.4
2022-04-28 02:00 |  | 29.87
2022-04-28 03:00 |  | 24.4
2022-04-28 04:00 |  | 22.8
2022-04-28 05:00 |  | 21.96
2022-04-28 06:00 |  | 22.54
2022-04-28 07:00 |  | 21.61
2022-04-28 08:00 |  | 19.87
2022-04-28 09:00 |  | 21.54
2022-04-28 10:00 |  | 19.04
2022-04-28 11:00 |  | 19.36
2022-04-28 12:00 |  | 18.35
2022-04-28 13:00 |  | 15.03
2022-04-28 14:00 |  | 13.01
2022-04-28 15:00 |  | 12.9
2022-04-28 16:00 |  | 15.25
2022-04-28 17:00 |  | 20.2
2022-04-28 18:00 |  | 24.84
2022-04-28 19:00 |  | 28.52
2022-04-28 20:00 |  | 29.83
2022-04-28 21:00 |  | 30.46
2022-04-28 22:00 |  | 24.65
2022-04-28 23:00 |  | 19.5
2022-04-29 |  | 21.54
2022-04-29 01:00 |  | 21.53
2022-04-29 02:00 |  | 20.14
2022-04-29 03:00 |  | 19.23
2022-04-29 04:00 |  | 16.32
2022-04-29 05:00 |  | 14.42
2022-04-29 06:00 |  | 12.39
2022-04-29 07:00 |  | 11.99
2022-04-29 08:00 |  | 15.06
2022-04-29 09:00 |  | 18.61
2022-04-29 10:00 |  | 17.55
2022-04-29 11:00 |  | 15.59
2022-04-29 12:00 |  | 14.52
2022-04-29 13:00 |  | 14.42
2022-04-29 14:00 |  | 13.36
2022-04-29 15:00 |  | 14.53
2022-04-29 16:00 |  | 18.74
2022-04-29 17:00 |  | 25.55
2022-04-29 18:00 |  | 32.03
2022-04-29 19:00 |  | 34.4
2022-04-29 20:00 |  | 38.56
2022-04-29 21:00 |  | 37.57
2022-04-29 22:00 |  | 30.01
2022-04-29 23:00 |  | 22.88
2022-04-30 |  | 22.82
2022-04-30 01:00 |  | 21.93
2022-04-30 02:00 |  | 19.93
2022-04-30 03:00 |  | 20.71
2022-04-30 04:00 |  | 18.71
2022-04-30 05:00 |  | 17.61
2022-04-30 06:00 |  | 17.94
2022-04-30 07:00 |  | 19.64
2022-04-30 08:00 |  | 21.86
2022-04-30 09:00 |  | 22.42
2022-04-30 10:00 |  | 21.84
2022-04-30 11:00 |  | 19.39
2022-04-30 12:00 |  | 15.62
2022-04-30 13:00 |  | 13.87
2022-04-30 14:00 |  | 12.43
2022-04-30 15:00 |  | 11.9
2022-04-30 16:00 |  | 16.12
2022-04-30 17:00 |  | 23.46
2022-04-30 18:00 |  | 29.53
2022-04-30 19:00 |  | 32.73
2022-04-30 20:00 |  | 29.67
2022-04-30 21:00 |  | 30.92
2022-04-30 22:00 |  | 35.3
2022-04-30 23:00 |  | 34.53
2022-05-01 |  | 37.16
2022-05-01 01:00 |  | 37.31
2022-05-01 02:00 |  | 31.83
2022-05-01 03:00 |  | 24.65
2022-05-01 04:00 |  | 20.43
2022-05-01 05:00 |  | 16.23
2022-05-01 06:00 |  | 16.35
2022-05-01 07:00 |  | 15.36
2022-05-01 08:00 |  | 15.73
2022-05-01 09:00 |  | 15.07
2022-05-01 10:00 |  | 11.77
2022-05-01 11:00 |  | 10.8
2022-05-01 12:00 |  | 12.16
2022-05-01 13:00 |  | 10.9
2022-05-01 14:00 |  | 11.39
2022-05-01 15:00 |  | 13.51
2022-05-01 16:00 |  | 16.33
2022-05-01 17:00 |  | 18.86
2022-05-01 18:00 |  | 20.66
2022-05-01 19:00 |  | 21.58
2022-05-01 20:00 |  | 20.53
2022-05-01 21:00 |  | 21.51
2022-05-01 22:00 |  | 24.22
2022-05-01 23:00 |  | 23.65
2022-05-02 |  | 22.66
2022-05-02 01:00 |  | 20.85
2022-05-02 02:00 |  | 16.47
2022-05-02 03:00 |  | 12.35
2022-05-02 04:00 |  | 11.25
2022-05-02 05:00 |  | 10.3
2022-05-02 06:00 |  | 10.14
2022-05-02 07:00 |  | 11.77
2022-05-02 08:00 |  | 14.34
2022-05-02 09:00 |  | 15.17
2022-05-02 10:00 |  | 14.76
2022-05-02 11:00 |  | 15.09
2022-05-02 12:00 |  | 14.04
2022-05-02 13:00 |  | 12.8
2022-05-02 14:00 |  | 12.04
2022-05-02 15:00 |  | 12.96
2022-05-02 16:00 |  | 14.03
2022-05-02 17:00 |  | 18.96
2022-05-02 18:00 |  | 25.7
2022-05-02 19:00 |  | 28.85
2022-05-02 20:00 |  | 30.42
2022-05-02 21:00 |  | 29.55
2022-05-02 22:00 |  | 29.89
2022-05-02 23:00 |  | 31.86
2022-05-03 |  | 30.35
2022-05-03 01:00 |  | 26.14
2022-05-03 02:00 |  | 24.27
2022-05-03 03:00 |  | 22.55
2022-05-03 04:00 |  | 19.89
2022-05-03 05:00 |  | 19.42
2022-05-03 06:00 |  | 16.86
2022-05-03 07:00 |  | 14.04
2022-05-03 08:00 |  | 16.52
2022-05-03 09:00 |  | 19.28
2022-05-03 10:00 |  | 18.11
2022-05-03 11:00 |  | 19.02
2022-05-03 12:00 |  | 20.76
2022-05-03 13:00 |  | 18.93
2022-05-03 14:00 |  | 18.27
2022-05-03 15:00 |  | 20.37
2022-05-03 16:00 |  | 21.72
2022-05-03 17:00 |  | 24.69
2022-05-03 18:00 |  | 27.97
2022-05-03 19:00 |  | 32.88
2022-05-03 20:00 |  | 35.08
2022-05-03 21:00 |  | 34.57
2022-05-03 22:00 |  | 30.96
2022-05-03 23:00 |  | 23.56
2022-05-04 |  | 19.01
2022-05-04 01:00 |  | 16.49
2022-05-04 02:00 |  | 14.38
2022-05-04 03:00 |  | 13.26
2022-05-04 04:00 |  | 11.44
2022-05-04 05:00 |  | 11.09
2022-05-04 06:00 |  | 11.34
2022-05-04 07:00 |  | 12.79
2022-05-04 08:00 |  | 15.94
2022-05-04 09:00 |  | 18.48
2022-05-04 10:00 |  | 17.5
2022-05-04 11:00 |  | 17.42
2022-05-04 12:00 |  | 17.52
2022-05-04 13:00 |  | 16.59
2022-05-04 14:00 |  | 16.56
2022-05-04 15:00 |  | 19.85
2022-05-04 16:00 |  | 26.4
2022-05-04 17:00 |  | 33.09
2022-05-04 18:00 |  | 39.14
2022-05-04 19:00 |  | 44.41
2022-05-04 20:00 |  | 38.5
2022-05-04 21:00 |  | 36.77
2022-05-04 22:00 |  | 43.48
2022-05-04 23:00 |  | 46.14
2022-05-05 |  | 42.76
2022-05-05 01:00 |  | 32.99
2022-05-05 02:00 |  | 22.75
2022-05-05 03:00 |  | 19.62
2022-05-05 04:00 |  | 22.49
2022-05-05 05:00 |  | 26.29
2022-05-05 06:00 |  | 28.28
2022-05-05 07:00 |  | 31.31
2022-05-05 08:00 |  | 30.64
2022-05-05 09:00 |  | 29.13
2022-05-05 10:00 |  | 27.9
2022-05-05 11:00 |  | 28.93
2022-05-05 12:00 |  | 27.33
2022-05-05 13:00 |  | 25.43
2022-05-05 14:00 |  | 24.78
2022-05-05 15:00 |  | 23.84
2022-05-05 16:00 |  | 25.98
2022-05-05 17:00 |  | 32.13
2022-05-05 18:00 |  | 45.11
2022-05-05 19:00 |  |  | 2.h
2022-05-05 20:00 |  | 103.4
2022-05-05 21:00 |  | 130
2022-05-05 22:00 |  | 130.6
2022-05-05 23:00 |  | 92.27
2022-05-06 |  | 67.9
2022-05-06 01:00 |  | 56.35
2022-05-06 02:00 |  | 47.79
2022-05-06 03:00 |  | 36.21
2022-05-06 04:00 |  | 27.22
2022-05-06 05:00 |  | 23.94
2022-05-06 06:00 |  | 21.7
2022-05-06 07:00 |  | 20.07
2022-05-06 08:00 |  | 22.99
2022-05-06 09:00 |  | 27.95
2022-05-06 10:00 |  | 30.23
2022-05-06 11:00 |  | 28.55
2022-05-06 12:00 |  | 24.43
2022-05-06 13:00 |  | 20.86
2022-05-06 14:00 |  | 19.88
2022-05-06 15:00 |  | 19.81
2022-05-06 16:00 |  | 23.21
2022-05-06 17:00 |  | 29.47
2022-05-06 18:00 |  | 39.82
2022-05-06 19:00 |  | 55.59
2022-05-06 20:00 |  | 55.26
2022-05-06 21:00 |  | 54.93
2022-05-06 22:00 |  | 61.98
2022-05-06 23:00 |  | 57.71
2022-05-07 |  | 47.84
2022-05-07 01:00 |  | 36.56
2022-05-07 02:00 |  | 31.93
2022-05-07 03:00 |  | 26.41
2022-05-07 04:00 |  | 21.59
2022-05-07 05:00 |  | 18.79
2022-05-07 06:00 |  | 15.06
2022-05-07 07:00 |  | 13.94
2022-05-07 08:00 |  | 14.13
2022-05-07 09:00 |  | 13.05
2022-05-07 10:00 |  | 14.03
2022-05-07 11:00 |  | 16.73
2022-05-07 12:00 |  | 19.06
2022-05-07 13:00 |  | 19.26
2022-05-07 14:00 |  | 17.71
2022-05-07 15:00 |  | 17.2
2022-05-07 16:00 |  | 15.41
2022-05-07 17:00 |  | 22.56
2022-05-07 18:00 |  | 42.8
2022-05-07 19:00 |  | 63
2022-05-07 20:00 |  | 66.01
2022-05-07 21:00 |  | 83.78
2022-05-07 22:00 |  | 106
2022-05-07 23:00 |  | 120.7
2022-05-08 |  | 121
2022-05-08 01:00 |  | 109
2022-05-08 02:00 |  | 93.61
2022-05-08 03:00 |  | 83
2022-05-08 04:00 |  | 75.52
2022-05-08 05:00 |  | 64.91
2022-05-08 06:00 |  | 57.5
2022-05-08 07:00 |  | 54.41
2022-05-08 08:00 |  | 52.38
2022-05-08 09:00 |  | 48.97
2022-05-08 10:00 |  | 46.02
2022-05-08 11:00 |  | 39.77
2022-05-08 12:00 |  | 35.45
2022-05-08 13:00 |  | 32.87
2022-05-08 14:00 |  | 29.79
2022-05-08 15:00 |  | 26.37
2022-05-08 16:00 |  | 24.35
2022-05-08 17:00 |  | 28.1
2022-05-08 18:00 |  | 30.75
2022-05-08 19:00 |  | 32.31
2022-05-08 20:00 |  |  | 2.h
2022-05-08 21:00 |  |  | 2.h
2022-05-08 22:00 |  | 71.25
2022-05-08 23:00 |  | 68.37
2022-05-09 |  | 62.31
2022-05-09 01:00 |  | 56.2
2022-05-09 02:00 |  | 49.89
2022-05-09 03:00 |  | 46.35
2022-05-09 04:00 |  | 46.84
2022-05-09 05:00 |  | 39.92
2022-05-09 06:00 |  | 31.9
2022-05-09 07:00 |  | 30.45
2022-05-09 08:00 |  | 35.94
2022-05-09 09:00 |  | 38.95
2022-05-09 10:00 |  | 36
2022-05-09 11:00 |  | 33.16
2022-05-09 12:00 |  |  | 2.e
2022-05-09 13:00 |  | 32.89
2022-05-09 14:00 |  | 33.17
2022-05-09 15:00 |  | 29.81
2022-05-09 16:00 |  | 24.27
2022-05-09 17:00 |  | 24.41
2022-05-09 18:00 |  | 31.6
2022-05-09 19:00 |  | 43.04
2022-05-09 20:00 |  | 42.3
2022-05-09 21:00 |  | 39.45
2022-05-09 22:00 |  | 36.8
2022-05-09 23:00 |  | 31.59
2022-05-10 |  | 26.45
2022-05-10 01:00 |  | 23.25
2022-05-10 02:00 |  | 20.79
2022-05-10 03:00 |  | 17.33
2022-05-10 04:00 |  | 15.78
2022-05-10 05:00 |  | 14.35
2022-05-10 06:00 |  | 16.36
2022-05-10 07:00 |  | 18.21
2022-05-10 08:00 |  | 18.63
2022-05-10 09:00 |  | 18.87
2022-05-10 10:00 |  | 18.82
2022-05-10 11:00 |  | 17.39
2022-05-10 12:00 |  | 15.73
2022-05-10 13:00 |  | 17.33
2022-05-10 14:00 |  | 17.6
2022-05-10 15:00 |  | 21.78
2022-05-10 16:00 |  | 24.54
2022-05-10 17:00 |  | 28.86
2022-05-10 18:00 |  | 36.6
2022-05-10 19:00 |  | 47.52
2022-05-10 20:00 |  | 54.11
2022-05-10 21:00 |  | 69.14
2022-05-10 22:00 |  | 69.08
2022-05-10 23:00 |  | 55.52
2022-05-11 |  | 49.27
2022-05-11 01:00 |  | 52.77
2022-05-11 02:00 |  | 57.01
2022-05-11 03:00 |  | 62.3
2022-05-11 04:00 |  | 70.22
2022-05-11 05:00 |  | 71.98
2022-05-11 06:00 |  | 62.93
2022-05-11 07:00 |  | 54.43
2022-05-11 08:00 |  | 52.04
2022-05-11 09:00 |  |  | 2.h
2022-05-11 10:00 |  | 116
2022-05-11 11:00 |  |  | 2.h
2022-05-11 12:00 |  | 194
2022-05-11 13:00 |  | 229.9
2022-05-11 14:00 |  | 220
2022-05-11 15:00 |  | 180.7
2022-05-11 16:00 |  | 153.2
2022-05-11 17:00 |  | 146.9
2022-05-11 18:00 |  | 161.3
2022-05-11 19:00 |  | 188.2
2022-05-11 20:00 |  | 178.6
2022-05-11 21:00 |  | 148.8
2022-05-11 22:00 |  | 120.1
2022-05-11 23:00 |  | 95.25
2022-05-12 |  | 85.18
2022-05-12 01:00 |  | 80.92
2022-05-12 02:00 |  | 83.28
2022-05-12 03:00 |  | 84.2
2022-05-12 04:00 |  | 81.43
2022-05-12 05:00 |  | 74.65
2022-05-12 06:00 |  | 65.13
2022-05-12 07:00 |  | 60.29
2022-05-12 08:00 |  | 60.09
2022-05-12 09:00 |  | 57.57
2022-05-12 10:00 |  | 47.82
2022-05-12 11:00 |  | 38.03
2022-05-12 12:00 |  | 31.13
2022-05-12 13:00 |  | 24.8
2022-05-12 14:00 |  | 25.29
2022-05-12 15:00 |  | 30.35
2022-05-12 16:00 |  | 31.72
2022-05-12 17:00 |  | 34.18
2022-05-12 18:00 |  | 39.09
2022-05-12 19:00 |  | 42.04
2022-05-12 20:00 |  | 50
2022-05-12 21:00 |  | 50.72
2022-05-12 22:00 |  | 47.46
2022-05-12 23:00 |  | 47.41
2022-05-13 |  | 48.33
2022-05-13 01:00 |  | 51.65
2022-05-13 02:00 |  | 50.18
2022-05-13 03:00 |  | 48.97
2022-05-13 04:00 |  | 42.54
2022-05-13 05:00 |  | 34.71
2022-05-13 06:00 |  | 30.5
2022-05-13 07:00 |  | 28.26
2022-05-13 08:00 |  | 25.34
2022-05-13 09:00 |  | 20.39
2022-05-13 10:00 |  | 21.34
2022-05-13 11:00 |  | 19.41
2022-05-13 12:00 |  | 16.08
2022-05-13 13:00 |  | 14.97
2022-05-13 14:00 |  | 14.64
2022-05-13 15:00 |  | 17.41
2022-05-13 16:00 |  | 18.21
2022-05-13 17:00 |  | 20.01
2022-05-13 18:00 |  | 25.43
2022-05-13 19:00 |  | 26.47
2022-05-13 20:00 |  | 26.85
2022-05-13 21:00 |  | 25.32
2022-05-13 22:00 |  | 23.07
2022-05-13 23:00 |  | 22.02
2022-05-14 |  | 23.25
2022-05-14 01:00 |  | 23.89
2022-05-14 02:00 |  | 22.53
2022-05-14 03:00 |  | 18.03
2022-05-14 04:00 |  | 15.09
2022-05-14 05:00 |  | 14.94
2022-05-14 06:00 |  | 17.07
2022-05-14 07:00 |  | 16.02
2022-05-14 08:00 |  | 18.79
2022-05-14 09:00 |  | 21.77
2022-05-14 10:00 |  | 18.8
2022-05-14 11:00 |  | 15.42
2022-05-14 12:00 |  | 12.28
2022-05-14 13:00 |  | 10.99
2022-05-14 14:00 |  | 11.15
2022-05-14 15:00 |  | 12.62
2022-05-14 16:00 |  | 14.21
2022-05-14 17:00 |  | 21.06
2022-05-14 18:00 |  | 32.33
2022-05-14 19:00 |  | 36.07
2022-05-14 20:00 |  | 30.41
2022-05-14 21:00 |  | 25.01
2022-05-14 22:00 |  | 19.95
2022-05-14 23:00 |  | 17.37
2022-05-15 |  | 19.88
2022-05-15 01:00 |  | 26.14
2022-05-15 02:00 |  | 25.23
2022-05-15 03:00 |  | 24.25
2022-05-15 04:00 |  | 27.64
2022-05-15 05:00 |  | 31.14
2022-05-15 06:00 |  | 32.83
2022-05-15 07:00 |  | 30.17
2022-05-15 08:00 |  | 31.05
2022-05-15 09:00 |  | 31.66
2022-05-15 10:00 |  | 31.85
2022-05-15 11:00 |  | 29.8
2022-05-15 12:00 |  | 27.49
2022-05-15 13:00 |  | 24.88
2022-05-15 14:00 |  | 23.46
2022-05-15 15:00 |  | 21.61
2022-05-15 16:00 |  | 22.54
2022-05-15 17:00 |  | 29.89
2022-05-15 18:00 |  |  | 2.h
2022-05-15 19:00 |  | 68.18
2022-05-15 20:00 |  | 73.91
2022-05-15 21:00 |  | 70.17
2022-05-15 22:00 |  | 70.07
2022-05-15 23:00 |  | 69.9
2022-05-16 |  | 65.46
2022-05-16 01:00 |  | 56.49
2022-05-16 02:00 |  | 54.77
2022-05-16 03:00 |  | 60.44
2022-05-16 04:00 |  | 61.43
2022-05-16 05:00 |  | 60.52
2022-05-16 06:00 |  | 57.94
2022-05-16 07:00 |  | 59.84
2022-05-16 08:00 |  | 71.53
2022-05-16 09:00 |  | 81.53
2022-05-16 10:00 |  | 69.65
2022-05-16 11:00 |  | 64.3
2022-05-16 12:00 |  | 66
2022-05-16 13:00 |  | 57.39
2022-05-16 14:00 |  | 45.25
2022-05-16 15:00 |  | 36.73
2022-05-16 16:00 |  | 34.78
2022-05-16 17:00 |  | 47.11
2022-05-16 18:00 |  | 74.76
2022-05-16 19:00 |  | 99.58
2022-05-16 20:00 |  | 116.1
2022-05-16 21:00 |  | 133.4
2022-05-16 22:00 |  | 117.7
2022-05-16 23:00 |  | 95.11
2022-05-17 |  | 91.46
2022-05-17 01:00 |  | 103.7
2022-05-17 02:00 |  | 117.5
2022-05-17 03:00 |  | 114.2
2022-05-17 04:00 |  | 109.2
2022-05-17 05:00 |  | 104.5
2022-05-17 06:00 |  | 97.88
2022-05-17 07:00 |  | 96.36
2022-05-17 08:00 |  | 106.1
2022-05-17 09:00 |  | 124.3
2022-05-17 10:00 |  | 133.9
2022-05-17 11:00 |  | 120.5
2022-05-17 12:00 |  | 96.11
2022-05-17 13:00 |  | 82.5
2022-05-17 14:00 |  | 67.3
2022-05-17 15:00 |  | 55.04
2022-05-17 16:00 |  | 52.53
2022-05-17 17:00 |  | 64.42
2022-05-17 18:00 |  | 86.03
2022-05-17 19:00 |  | 119.3
2022-05-17 20:00 |  | 132.3
2022-05-17 21:00 |  | 117.9
2022-05-17 22:00 |  | 106.6
2022-05-17 23:00 |  | 105.7
2022-05-18 |  | 100.2
2022-05-18 01:00 |  | 100.5
2022-05-18 02:00 |  | 110.5
2022-05-18 03:00 |  | 109
2022-05-18 04:00 |  | 94.64
2022-05-18 05:00 |  | 80.9
2022-05-18 06:00 |  | 66.04
2022-05-18 07:00 |  | 53.07
2022-05-18 08:00 |  | 38.89
2022-05-18 09:00 |  | 32.39
2022-05-18 10:00 |  | 32.03
2022-05-18 11:00 |  | 33.39
2022-05-18 12:00 |  | 35.06
2022-05-18 13:00 |  | 35.78
2022-05-18 14:00 |  | 39.38
2022-05-18 15:00 |  | 41.11
2022-05-18 16:00 |  | 43.79
2022-05-18 17:00 |  | 49.37
2022-05-18 18:00 |  | 57.37
2022-05-18 19:00 |  | 64.13
2022-05-18 20:00 |  | 69.61
2022-05-18 21:00 |  | 66.27
2022-05-18 22:00 |  | 57.22
2022-05-18 23:00 |  | 52.12
2022-05-19 |  | 48.87
2022-05-19 01:00 |  | 54.67
2022-05-19 02:00 |  | 58.2
2022-05-19 03:00 |  | 49.83
2022-05-19 04:00 |  | 40.76
2022-05-19 05:00 |  | 34.81
2022-05-19 06:00 |  | 31.13
2022-05-19 07:00 |  | 29.01
2022-05-19 08:00 |  | 28.91
2022-05-19 09:00 |  | 29.52
2022-05-19 10:00 |  | 27.66
2022-05-19 11:00 |  | 26.31
2022-05-19 12:00 |  | 21.06
2022-05-19 13:00 |  | 16.92
2022-05-19 14:00 |  | 14.47
2022-05-19 15:00 |  | 15.5
2022-05-19 16:00 |  | 17.05
2022-05-19 17:00 |  | 17.48
2022-05-19 18:00 |  | 20.76
2022-05-19 19:00 |  | 34
2022-05-19 20:00 |  | 33.29
2022-05-19 21:00 |  | 34.11
2022-05-19 22:00 |  | 34.52
2022-05-19 23:00 |  | 31.94
2022-05-20 |  | 27.34
2022-05-20 01:00 |  | 19.48
2022-05-20 02:00 |  | 15.24
2022-05-20 03:00 |  | 10.32
2022-05-20 04:00 |  | 9.059
2022-05-20 05:00 |  | 9.666
2022-05-20 06:00 |  | 10.47
2022-05-20 07:00 |  | 10.99
2022-05-20 08:00 |  | 10.23
2022-05-20 09:00 |  | 11.91
2022-05-20 10:00 |  | 14.09
2022-05-20 11:00 |  | 18.39
2022-05-20 12:00 |  | 22.91
2022-05-20 13:00 |  | 27.2
2022-05-20 14:00 |  | 29.89
2022-05-20 15:00 |  | 29.12
2022-05-20 16:00 |  | 31.42
2022-05-20 17:00 |  | 38.96
2022-05-20 18:00 |  | 48.08
2022-05-20 19:00 |  | 53.44
2022-05-20 20:00 |  | 57.08
2022-05-20 21:00 |  | 55.53
2022-05-20 22:00 |  | 61.22
2022-05-20 23:00 |  | 63.09
2022-05-21 |  | 60.84
2022-05-21 01:00 |  | 58.2
2022-05-21 02:00 |  | 51.97
2022-05-21 03:00 |  | 50.69
2022-05-21 04:00 |  | 45.59
2022-05-21 05:00 |  | 39.45
2022-05-21 06:00 |  | 37.42
2022-05-21 07:00 |  | 41.2
2022-05-21 08:00 |  | 44.96
2022-05-21 09:00 |  | 55.84
2022-05-21 10:00 |  |  | 2.h
2022-05-21 11:00 |  | 98.83
2022-05-21 12:00 |  | 106.1
2022-05-21 13:00 |  | 90
2022-05-21 14:00 |  | 71.49
2022-05-21 15:00 |  | 53.06
2022-05-21 16:00 |  | 42.8
2022-05-21 17:00 |  | 41.81
2022-05-21 18:00 |  | 43.77
2022-05-21 19:00 |  | 41.37
2022-05-21 20:00 |  | 41.34
2022-05-21 21:00 |  | 39.85
2022-05-21 22:00 |  | 36.66
2022-05-21 23:00 |  | 32.21
2022-05-22 |  | 30.46
2022-05-22 01:00 |  | 29.81
2022-05-22 02:00 |  | 28.66
2022-05-22 03:00 |  | 27.88
2022-05-22 04:00 |  | 26.34
2022-05-22 05:00 |  | 21.57
2022-05-22 06:00 |  | 17.96
2022-05-22 07:00 |  | 15.16
2022-05-22 08:00 |  | 15.09
2022-05-22 09:00 |  | 15.54
2022-05-22 10:00 |  | 13.25
2022-05-22 11:00 |  | 9.074
2022-05-22 12:00 |  | 8.253
2022-05-22 13:00 |  | 9
2022-05-22 14:00 |  | 10.59
2022-05-22 15:00 |  | 11.11
2022-05-22 16:00 |  | 7.542
2022-05-22 17:00 |  | 7.555
2022-05-22 18:00 |  | 9.555
2022-05-22 19:00 |  | 10.24
2022-05-22 20:00 |  | 9.505
2022-05-22 21:00 |  | 6.409
2022-05-22 22:00 |  | 5.567
2022-05-22 23:00 |  | 4.749
2022-05-23 |  | 2.899
2022-05-23 01:00 |  | 3.22
2022-05-23 02:00 |  | 4.865
2022-05-23 03:00 |  | 7.735
2022-05-23 04:00 |  | 9.965
2022-05-23 05:00 |  | 11.1
2022-05-23 06:00 |  | 11.25
2022-05-23 07:00 |  | 12.9
2022-05-23 08:00 |  | 16.99
2022-05-23 09:00 |  | 25.85
2022-05-23 10:00 |  | 36.01
2022-05-23 11:00 |  | 40.42
2022-05-23 12:00 |  | 42.72
2022-05-23 13:00 |  | 41.85
2022-05-23 14:00 |  | 41.11
2022-05-23 15:00 |  | 39.43
2022-05-23 16:00 |  | 45.08
2022-05-23 17:00 |  | 59.14
2022-05-23 18:00 |  | 65.71
2022-05-23 19:00 |  | 79.53
2022-05-23 20:00 |  | 83.45
2022-05-23 21:00 |  | 71.04
2022-05-23 22:00 |  | 56.21
2022-05-23 23:00 |  | 41.27
2022-05-24 |  | 31.82
2022-05-24 01:00 |  | 24.89
2022-05-24 02:00 |  | 18.08
2022-05-24 03:00 |  | 13.76
2022-05-24 04:00 |  | 11.34
2022-05-24 05:00 |  | 13.42
2022-05-24 06:00 |  | 16.41
2022-05-24 07:00 |  | 21.02
2022-05-24 08:00 |  | 30.67
2022-05-24 09:00 |  | 33.07
2022-05-24 10:00 |  | 25.17
2022-05-24 11:00 |  | 19.29
2022-05-24 12:00 |  | 14.36
2022-05-24 13:00 |  | 15.8
2022-05-24 14:00 |  | 18.79
2022-05-24 15:00 |  | 20.66
2022-05-24 16:00 |  | 22.27
2022-05-24 17:00 |  | 22.5
2022-05-24 18:00 |  | 36
2022-05-24 19:00 |  | 35.7
2022-05-24 20:00 |  | 48.81
2022-05-24 21:00 |  | 52.09
2022-05-24 22:00 |  | 55.74
2022-05-24 23:00 |  | 61.17
2022-05-25 |  | 63.03
2022-05-25 01:00 |  | 73.02
2022-05-25 02:00 |  | 79.92
2022-05-25 03:00 |  | 67.1
2022-05-25 04:00 |  | 39.16
2022-05-25 05:00 |  | 25.8
2022-05-25 06:00 |  | 19.51
2022-05-25 07:00 |  | 22.6
2022-05-25 08:00 |  | 30.14
2022-05-25 09:00 |  | 35.53
2022-05-25 10:00 |  | 35.01
2022-05-25 11:00 |  | 30.18
2022-05-25 12:00 |  | 25.08
2022-05-25 13:00 |  | 20.19
2022-05-25 14:00 |  | 19.18
2022-05-25 15:00 |  | 20.36
2022-05-25 16:00 |  | 27.04
2022-05-25 17:00 |  | 37.21
2022-05-25 18:00 |  | 40.58
2022-05-25 19:00 |  | 39.1
2022-05-25 20:00 |  | 36.85
2022-05-25 21:00 |  | 37.71
2022-05-25 22:00 |  | 47.26
2022-05-25 23:00 |  | 49.66
2022-05-26 |  | 45.63
2022-05-26 01:00 |  | 35.62
2022-05-26 02:00 |  | 26.17
2022-05-26 03:00 |  | 19.63
2022-05-26 04:00 |  | 15.81
2022-05-26 05:00 |  | 13.23
2022-05-26 06:00 |  | 13.01
2022-05-26 07:00 |  | 16.47
2022-05-26 08:00 |  | 15.76
2022-05-26 09:00 |  | 16.95
2022-05-26 10:00 |  | 18.38
2022-05-26 11:00 |  |  | 2.e
2022-05-26 12:00 |  | 8
2022-05-26 13:00 |  | 7.447
2022-05-26 14:00 |  | 9.607
2022-05-26 15:00 |  | 14.53
2022-05-26 16:00 |  | 18.55
2022-05-26 17:00 |  | 24.51
2022-05-26 18:00 |  | 27.43
2022-05-26 19:00 |  | 29.18
2022-05-26 20:00 |  | 30.64
2022-05-26 21:00 |  | 27.7
2022-05-26 22:00 |  | 24.19
2022-05-26 23:00 |  | 24.6
2022-05-27 |  | 24.11
2022-05-27 01:00 |  | 25.52
2022-05-27 02:00 |  | 26.67
2022-05-27 03:00 |  | 23.67
2022-05-27 04:00 |  | 21.98
2022-05-27 05:00 |  | 22.55
2022-05-27 06:00 |  | 27.93
2022-05-27 07:00 |  | 29.13
2022-05-27 08:00 |  | 24.16
2022-05-27 09:00 |  | 20.25
2022-05-27 10:00 |  | 20.12
2022-05-27 11:00 |  | 19.05
2022-05-27 12:00 |  | 17.27
2022-05-27 13:00 |  | 17.78
2022-05-27 14:00 |  | 19.4
2022-05-27 15:00 |  | 21
2022-05-27 16:00 |  | 23.64
2022-05-27 17:00 |  | 29.28
2022-05-27 18:00 |  | 34.1
2022-05-27 19:00 |  | 33.62
2022-05-27 20:00 |  | 32.4
2022-05-27 21:00 |  | 29.96
2022-05-27 22:00 |  | 28.94
2022-05-27 23:00 |  | 29.91
2022-05-28 |  | 30.64
2022-05-28 01:00 |  | 30.83
2022-05-28 02:00 |  | 30.72
2022-05-28 03:00 |  | 27.76
2022-05-28 04:00 |  | 21.93
2022-05-28 05:00 |  | 18.38
2022-05-28 06:00 |  | 16.65
2022-05-28 07:00 |  | 17.18
2022-05-28 08:00 |  | 18.23
2022-05-28 09:00 |  | 18.48
2022-05-28 10:00 |  | 16.87
2022-05-28 11:00 |  | 16.37
2022-05-28 12:00 |  | 16.13
2022-05-28 13:00 |  | 15.09
2022-05-28 14:00 |  | 13.95
2022-05-28 15:00 |  | 13.2
2022-05-28 16:00 |  | 15.5
2022-05-28 17:00 |  | 18.7
2022-05-28 18:00 |  | 19.86
2022-05-28 19:00 |  | 18.51
2022-05-28 20:00 |  | 17.51
2022-05-28 21:00 |  | 16.73
2022-05-28 22:00 |  | 19.37
2022-05-28 23:00 |  | 23.34
2022-05-29 |  | 24.19
2022-05-29 01:00 |  | 26.88
2022-05-29 02:00 |  | 27.27
2022-05-29 03:00 |  | 24.43
2022-05-29 04:00 |  | 21.09
2022-05-29 05:00 |  | 19.18
2022-05-29 06:00 |  | 17
2022-05-29 07:00 |  | 16.23
2022-05-29 08:00 |  | 21.28
2022-05-29 09:00 |  | 25.14
2022-05-29 10:00 |  | 24.61
2022-05-29 11:00 |  | 24.81
2022-05-29 12:00 |  | 24.02
2022-05-29 13:00 |  | 19.19
2022-05-29 14:00 |  | 15.01
2022-05-29 15:00 |  | 13.73
2022-05-29 16:00 |  | 14.54
2022-05-29 17:00 |  | 20.11
2022-05-29 18:00 |  | 27.18
2022-05-29 19:00 |  | 31.11
2022-05-29 20:00 |  | 29.32
2022-05-29 21:00 |  | 27.43
2022-05-29 22:00 |  | 25
2022-05-29 23:00 |  | 25.31
2022-05-30 |  | 21.84
2022-05-30 01:00 |  | 21.61
2022-05-30 02:00 |  | 24.77
2022-05-30 03:00 |  | 28.39
2022-05-30 04:00 |  | 28
2022-05-30 05:00 |  | 26.38
2022-05-30 06:00 |  | 22.2
2022-05-30 07:00 |  | 21.45
2022-05-30 08:00 |  | 25.19
2022-05-30 09:00 |  | 30.52
2022-05-30 10:00 |  | 30.94
2022-05-30 11:00 |  | 32.58
2022-05-30 12:00 |  | 29.35
2022-05-30 13:00 |  | 23.98
2022-05-30 14:00 |  | 19.72
2022-05-30 15:00 |  | 18.96
2022-05-30 16:00 |  | 24.95
2022-05-30 17:00 |  | 40.37
2022-05-30 18:00 |  | 76
2022-05-30 19:00 |  | 95.81
2022-05-30 20:00 |  | 89.35
2022-05-30 21:00 |  | 73.93
2022-05-30 22:00 |  | 61.45
2022-05-30 23:00 |  | 59.68
2022-05-31 |  | 63.64
2022-05-31 01:00 |  | 68.12
2022-05-31 02:00 |  | 71.39
2022-05-31 03:00 |  | 69.33
2022-05-31 04:00 |  | 68.8
2022-05-31 05:00 |  | 70.02
2022-05-31 06:00 |  | 59.48
2022-05-31 07:00 |  | 52.56
2022-05-31 08:00 |  | 52.04
2022-05-31 09:00 |  | 60.82
2022-05-31 10:00 |  | 70.8
2022-05-31 11:00 |  | 83.17
2022-05-31 12:00 |  | 78.96
2022-05-31 13:00 |  | 61.65
2022-05-31 14:00 |  | 45.45
2022-05-31 15:00 |  | 36.03
2022-05-31 16:00 |  | 34.84
2022-05-31 17:00 |  | 44.48
2022-05-31 18:00 |  | 80.98
2022-05-31 19:00 |  | 122.4
2022-05-31 20:00 |  | 162.7
2022-05-31 21:00 |  | 180.6
2022-05-31 22:00 |  | 177.9
2022-05-31 23:00 |  | 159.7
2022-06-01 |  | 175.3
2022-06-01 01:00 |  | 174.3
2022-06-01 02:00 |  | 165.2
2022-06-01 03:00 |  | 153.1
2022-06-01 04:00 |  | 134.9
2022-06-01 05:00 |  | 119.3
2022-06-01 06:00 |  | 107.3
2022-06-01 07:00 |  | 96.44
2022-06-01 08:00 |  | 102.9
2022-06-01 09:00 |  | 172
2022-06-01 10:00 |  | 244.3
2022-06-01 11:00 |  | 299.5
2022-06-01 12:00 |  | 263.5
2022-06-01 13:00 |  | 237.8
2022-06-01 14:00 |  | 221.4
2022-06-01 15:00 |  | 187.2
2022-06-01 16:00 |  | 149.9
2022-06-01 17:00 |  | 131.9
2022-06-01 18:00 |  | 137.6
2022-06-01 19:00 |  | 147.8
2022-06-01 20:00 |  | 146.9
2022-06-01 21:00 |  | 133.7
2022-06-01 22:00 |  | 121.8
2022-06-01 23:00 |  | 118.7
2022-06-02 |  | 122.4
2022-06-02 01:00 |  | 122.9
2022-06-02 02:00 |  | 118.5
2022-06-02 03:00 |  | 122
2022-06-02 04:00 |  | 134.4
2022-06-02 05:00 |  | 143.6
2022-06-02 06:00 |  | 148.2
2022-06-02 07:00 |  | 141.3
2022-06-02 08:00 |  | 131
2022-06-02 09:00 |  | 128
2022-06-02 10:00 |  | 117.3
2022-06-02 11:00 |  | 94.93
2022-06-02 12:00 |  | 67.58
2022-06-02 13:00 |  | 51.11
2022-06-02 14:00 |  | 37.81
2022-06-02 15:00 |  | 28.18
2022-06-02 16:00 |  | 30.39
2022-06-02 17:00 |  | 54.84
2022-06-02 18:00 |  | 80.39
2022-06-02 19:00 |  | 82.87
2022-06-02 20:00 |  | 82.2
2022-06-02 21:00 |  | 73.76
2022-06-02 22:00 |  | 54.46
2022-06-02 23:00 |  | 38.62
2022-06-03 |  | 27.97
2022-06-03 01:00 |  | 21.12
2022-06-03 02:00 |  | 14.7
2022-06-03 03:00 |  | 9.495
2022-06-03 04:00 |  | 8.465
2022-06-03 05:00 |  | 5.961
2022-06-03 06:00 |  | 4.959
2022-06-03 07:00 |  | 5.406
2022-06-03 08:00 |  | 7.316
2022-06-03 09:00 |  | 11.9
2022-06-03 10:00 |  | 12.86
2022-06-03 11:00 |  | 12.12
2022-06-03 12:00 |  | 9.296
2022-06-03 13:00 |  | 6.429
2022-06-03 14:00 |  | 5.36
2022-06-03 15:00 |  | 5.968
2022-06-03 16:00 |  | 4.96
2022-06-03 17:00 |  | 7.098
2022-06-03 18:00 |  | 9.071
2022-06-03 19:00 |  | 7.966
2022-06-03 20:00 |  | 7.255
2022-06-03 21:00 |  | 7.019
2022-06-03 22:00 |  | 7.488
2022-06-03 23:00 |  | 5.384
2022-06-04 |  | 5.338
2022-06-04 01:00 |  | 6.701
2022-06-04 02:00 |  | 6.65
2022-06-04 03:00 |  | 6.187
2022-06-04 04:00 |  | 5.184
2022-06-04 05:00 |  | 4.049
2022-06-04 06:00 |  | 2.716
2022-06-04 07:00 |  | 2.363
2022-06-04 08:00 |  | 1.52
2022-06-04 09:00 |  | 3.52
2022-06-04 10:00 |  | 5.609
2022-06-04 11:00 |  | 7.999
2022-06-04 12:00 |  | 6.773
2022-06-04 13:00 |  | 8
2022-06-04 14:00 |  | 8.79
2022-06-04 15:00 |  | 7.435
2022-06-04 16:00 |  | 5.362
2022-06-04 17:00 |  | 4.921
2022-06-04 18:00 |  | 6.624
2022-06-04 19:00 |  | 8.231
2022-06-04 20:00 |  | 8.32
2022-06-04 21:00 |  | 7.031
2022-06-04 22:00 |  | 5.926
2022-06-04 23:00 |  | 5.981
2022-06-05 |  | 4.961
2022-06-05 01:00 |  | 6.078
2022-06-05 02:00 |  | 6.12
2022-06-05 03:00 |  | 5.563
2022-06-05 04:00 |  | 5.17
2022-06-05 05:00 |  | 4.716
2022-06-05 06:00 |  | 4.136
2022-06-05 07:00 |  | 4.945
2022-06-05 08:00 |  | 7.456
2022-06-05 09:00 |  | 10.41
2022-06-05 10:00 |  | 10.01
2022-06-05 11:00 |  | 8.646
2022-06-05 12:00 |  | 6.317
2022-06-05 13:00 |  | 3.423
2022-06-05 14:00 |  | 2
2022-06-05 15:00 |  | 3.909
2022-06-05 16:00 |  | 5.568
2022-06-05 17:00 |  | 7.015
2022-06-05 18:00 |  | 8.304
2022-06-05 19:00 |  | 11.95
2022-06-05 20:00 |  | 15.29
2022-06-05 21:00 |  | 16.23
2022-06-05 22:00 |  | 13.74
2022-06-05 23:00 |  | 12.72
2022-06-06 |  | 10.59
2022-06-06 01:00 |  | 7.87
2022-06-06 02:00 |  | 7.764
2022-06-06 03:00 |  | 7.934
2022-06-06 04:00 |  | 9.733
2022-06-06 05:00 |  | 11.19
2022-06-06 06:00 |  | 11.06
2022-06-06 07:00 |  | 12.8
2022-06-06 08:00 |  | 10.56
2022-06-06 09:00 |  | 10.01
2022-06-06 10:00 |  | 10.11
2022-06-06 11:00 |  | 9.678
2022-06-06 12:00 |  | 8.363
2022-06-06 13:00 |  | 8.334
2022-06-06 14:00 |  | 8.526
2022-06-06 15:00 |  | 9.836
2022-06-06 16:00 |  | 11.96
2022-06-06 17:00 |  | 14.92
2022-06-06 18:00 |  | 17.21
2022-06-06 19:00 |  | 17.68
2022-06-06 20:00 |  | 16.46
2022-06-06 21:00 |  | 15.2
2022-06-06 22:00 |  | 13.18
2022-06-06 23:00 |  | 10.66
2022-06-07 |  | 10.99
2022-06-07 01:00 |  | 12.68
2022-06-07 02:00 |  | 11.21
2022-06-07 03:00 |  | 8.778
2022-06-07 04:00 |  | 7.061
2022-06-07 05:00 |  | 6.286
2022-06-07 06:00 |  | 5.626
2022-06-07 07:00 |  | 5.66
2022-06-07 08:00 |  | 4.839
2022-06-07 09:00 |  | 5.898
2022-06-07 10:00 |  | 6.764
2022-06-07 11:00 |  | 8
2022-06-07 12:00 |  | 7.367
2022-06-07 13:00 |  | 7.324
2022-06-07 14:00 |  | 10.42
2022-06-07 15:00 |  | 14.07
2022-06-07 16:00 |  | 14.74
2022-06-07 17:00 |  | 21
2022-06-07 18:00 |  | 26.18
2022-06-07 19:00 |  | 29.33
2022-06-07 20:00 |  | 35.7
2022-06-07 21:00 |  | 47
2022-06-07 22:00 |  | 115
2022-06-07 23:00 |  | 97.23
2022-06-08 |  | 98.09
2022-06-08 01:00 |  | 94.32
2022-06-08 02:00 |  | 68.39
2022-06-08 03:00 |  | 44.74
2022-06-08 04:00 |  | 29.43
2022-06-08 05:00 |  | 21.04
2022-06-08 06:00 |  | 19.44
2022-06-08 07:00 |  | 25.42
2022-06-08 08:00 |  | 40
2022-06-08 09:00 |  | 39.73
2022-06-08 10:00 |  | 35.55
2022-06-08 11:00 |  | 30.47
2022-06-08 12:00 |  | 23.05
2022-06-08 13:00 |  | 18.74
2022-06-08 14:00 |  | 19.96
2022-06-08 15:00 |  | 19.25
2022-06-08 16:00 |  | 19
2022-06-08 17:00 |  | 23.02
2022-06-08 18:00 |  | 29.53
2022-06-08 19:00 |  | 32.36
2022-06-08 20:00 |  | 29.62
2022-06-08 21:00 |  | 25.49
2022-06-08 22:00 |  | 22.19
2022-06-08 23:00 |  | 19.15
2022-06-09 |  | 18.39
2022-06-09 01:00 |  | 18.25
2022-06-09 02:00 |  | 16.27
2022-06-09 03:00 |  | 14.29
2022-06-09 04:00 |  | 14.21
2022-06-09 05:00 |  | 16.77
2022-06-09 06:00 |  | 17.76
2022-06-09 07:00 |  | 18.96
2022-06-09 08:00 |  | 23.36
2022-06-09 09:00 |  | 26.48
2022-06-09 10:00 |  | 26.61
2022-06-09 11:00 |  | 25.5
2022-06-09 12:00 |  | 24.13
2022-06-09 13:00 |  | 19.7
2022-06-09 14:00 |  | 16.73
2022-06-09 15:00 |  | 17.67
2022-06-09 16:00 |  | 22.23
2022-06-09 17:00 |  | 29.23
2022-06-09 18:00 |  | 34.24
2022-06-09 19:00 |  | 39.92
2022-06-09 20:00 |  | 37.65
2022-06-09 21:00 |  | 32.24
2022-06-09 22:00 |  | 31.46
2022-06-09 23:00 |  | 29.32
2022-06-10 |  | 31.57
2022-06-10 01:00 |  | 31.11
2022-06-10 02:00 |  | 26.09
2022-06-10 03:00 |  | 22.43
2022-06-10 04:00 |  | 19
2022-06-10 05:00 |  | 17.79
2022-06-10 06:00 |  | 18.27
2022-06-10 07:00 |  | 20.66
2022-06-10 08:00 |  | 23.4
2022-06-10 09:00 |  | 28.46
2022-06-10 10:00 |  | 31.01
2022-06-10 11:00 |  | 29.36
2022-06-10 12:00 |  |  | 2.e
2022-06-10 13:00 |  | 9
2022-06-10 14:00 |  | 16.97
2022-06-10 15:00 |  | 22.22
2022-06-10 16:00 |  | 27.65
2022-06-10 17:00 |  | 42.49
2022-06-10 18:00 |  | 47.88
2022-06-10 19:00 |  | 42.08
2022-06-10 20:00 |  | 35.6
2022-06-10 21:00 |  | 46
2022-06-10 22:00 |  | 69
2022-06-10 23:00 |  | 89.45
2022-06-11 |  | 95.33
2022-06-11 01:00 |  | 106.7
2022-06-11 02:00 |  | 111.9
2022-06-11 03:00 |  | 102.8
2022-06-11 04:00 |  | 90.49
2022-06-11 05:00 |  | 85.38
2022-06-11 06:00 |  | 78.77
2022-06-11 07:00 |  | 72.84
2022-06-11 08:00 |  | 76.63
2022-06-11 09:00 |  | 93.53
2022-06-11 10:00 |  | 104
2022-06-11 11:00 |  | 103.6
2022-06-11 12:00 |  | 84.84
2022-06-11 13:00 |  | 68.27
2022-06-11 14:00 |  | 54.89
2022-06-11 15:00 |  | 41.75
2022-06-11 16:00 |  | 36.27
2022-06-11 17:00 |  |  | 2.h
2022-06-11 18:00 |  |  | 2.h
2022-06-11 19:00 |  |  | 2.h
2022-06-11 20:00 |  |  | 2.h
2022-06-11 21:00 |  | 296.5
2022-06-11 22:00 |  | 275.1
2022-06-11 23:00 |  | 243.5
2022-06-12 |  | 221.9
2022-06-12 01:00 |  | 185.5
2022-06-12 02:00 |  | 132.5
2022-06-12 03:00 |  | 95.22
2022-06-12 04:00 |  | 70.12
2022-06-12 05:00 |  | 53.63
2022-06-12 06:00 |  | 41.59
2022-06-12 07:00 |  | 35.27
2022-06-12 08:00 |  | 27.14
2022-06-12 09:00 |  | 26.57
2022-06-12 10:00 |  | 28.71
2022-06-12 11:00 |  | 29.74
2022-06-12 12:00 |  | 30.52
2022-06-12 13:00 |  | 32.04
2022-06-12 14:00 |  | 32.66
2022-06-12 15:00 |  | 33.25
2022-06-12 16:00 |  | 39.75
2022-06-12 17:00 |  | 50.53
2022-06-12 18:00 |  | 56.56
2022-06-12 19:00 |  | 57.97
2022-06-12 20:00 |  | 54.07
2022-06-12 21:00 |  | 46.85
2022-06-12 22:00 |  | 39.48
2022-06-12 23:00 |  | 39.55
2022-06-13 |  | 43.84
2022-06-13 01:00 |  | 52.05
2022-06-13 02:00 |  | 52.46
2022-06-13 03:00 |  | 50.21
2022-06-13 04:00 |  | 43.67
2022-06-13 05:00 |  | 38.74
2022-06-13 06:00 |  | 36.12
2022-06-13 07:00 |  | 36.63
2022-06-13 08:00 |  | 46.07
2022-06-13 09:00 |  | 59.03
2022-06-13 10:00 |  | 54.08
2022-06-13 11:00 |  | 44.95
2022-06-13 12:00 |  | 37.12
2022-06-13 13:00 |  | 29.84
2022-06-13 14:00 |  | 30.63
2022-06-13 15:00 |  | 35.91
2022-06-13 16:00 |  | 40.26
2022-06-13 17:00 |  | 49.41
2022-06-13 18:00 |  | 49.17
2022-06-13 19:00 |  | 44.54
2022-06-13 20:00 |  | 39.06
2022-06-13 21:00 |  | 31.84
2022-06-13 22:00 |  | 27.21
2022-06-13 23:00 |  | 29.43
2022-06-14 |  | 35.7
2022-06-14 01:00 |  | 47.08
2022-06-14 02:00 |  | 48.43
2022-06-14 03:00 |  | 41.68
2022-06-14 04:00 |  | 34.36
2022-06-14 05:00 |  | 32.5
2022-06-14 06:00 |  | 32.18
2022-06-14 07:00 |  | 30.3
2022-06-14 08:00 |  | 28.5
2022-06-14 09:00 |  | 30.91
2022-06-14 10:00 |  | 30.98
2022-06-14 11:00 |  | 27.65
2022-06-14 12:00 |  | 22.67
2022-06-14 13:00 |  | 22.21
2022-06-14 14:00 |  | 20.57
2022-06-14 15:00 |  | 23
2022-06-14 16:00 |  | 26.98
2022-06-14 17:00 |  | 73
2022-06-14 18:00 |  | 62.43
2022-06-14 19:00 |  | 53.86
2022-06-14 20:00 |  | 41.94
2022-06-14 21:00 |  | 33.47
2022-06-14 22:00 |  |  | 2.h
2022-06-14 23:00 |  | 69.69
2022-06-15 |  | 70.5
2022-06-15 01:00 |  | 58.21
2022-06-15 02:00 |  | 40.56
2022-06-15 03:00 |  | 26.87
2022-06-15 04:00 |  | 19.51
2022-06-15 05:00 |  | 14.29
2022-06-15 06:00 |  | 11.35
2022-06-15 07:00 |  | 9.687
2022-06-15 08:00 |  | 13.85
2022-06-15 09:00 |  | 21.16
2022-06-15 10:00 |  | 24.37
2022-06-15 11:00 |  | 24.37
2022-06-15 12:00 |  |  | 2.e
2022-06-15 13:00 |  | 27
2022-06-15 14:00 |  | 51.58
2022-06-15 15:00 |  | 55.72
2022-06-15 16:00 |  | 55.67
2022-06-15 17:00 |  | 61.34
2022-06-15 18:00 |  | 67.7
2022-06-15 19:00 |  | 70.95
2022-06-15 20:00 |  | 127
2022-06-15 21:00 |  | 207
2022-06-15 22:00 |  | 208.1
2022-06-15 23:00 |  | 214.8
2022-06-16 |  | 194.8
2022-06-16 01:00 |  | 162.6
2022-06-16 02:00 |  | 120.9
2022-06-16 03:00 |  | 85.97
2022-06-16 04:00 |  | 52.82
2022-06-16 05:00 |  | 35.17
2022-06-16 06:00 |  | 31.78
2022-06-16 07:00 |  | 28.49
2022-06-16 08:00 |  | 38
2022-06-16 09:00 |  | 48.61
2022-06-16 10:00 |  | 62.41
2022-06-16 11:00 |  | 52.18
2022-06-16 12:00 |  | 45.27
2022-06-16 13:00 |  | 49.1
2022-06-16 14:00 |  | 51.12
2022-06-16 15:00 |  | 48.07
2022-06-16 16:00 |  | 49.44
2022-06-16 17:00 |  | 98.89
2022-06-16 18:00 |  | 109.1
2022-06-16 19:00 |  | 79.64
2022-06-16 20:00 |  | 50.5
2022-06-16 21:00 |  | 39.49
2022-06-16 22:00 |  | 53.2
2022-06-16 23:00 |  | 40.82
2022-06-17 |  | 39.98
2022-06-17 01:00 |  | 76.88
2022-06-17 02:00 |  | 98.61
2022-06-17 03:00 |  | 84.64
2022-06-17 04:00 |  | 86.99
2022-06-17 05:00 |  | 65.74
2022-06-17 06:00 |  | 65.51
2022-06-17 07:00 |  | 43.53
2022-06-17 08:00 |  | 41.35
2022-06-17 09:00 |  | 55.06
2022-06-17 10:00 |  | 82.89
2022-06-17 11:00 |  | 77.88
2022-06-17 12:00 |  | 52.59
2022-06-17 13:00 |  | 38.33
2022-06-17 14:00 |  | 29.46
2022-06-17 15:00 |  | 20.52
2022-06-17 16:00 |  | 15.13
2022-06-17 17:00 |  | 50.39
2022-06-17 18:00 |  | 59.29
2022-06-17 19:00 |  | 88
2022-06-17 20:00 |  | 91.66
2022-06-17 21:00 |  | 81.59
2022-06-17 22:00 |  | 71.47
2022-06-17 23:00 |  | 64.09
2022-06-18 |  | 53.33
2022-06-18 01:00 |  | 107.7
2022-06-18 02:00 |  | 128.2
2022-06-18 03:00 |  | 110.9
2022-06-18 04:00 |  | 85.35
2022-06-18 05:00 |  | 66.51
2022-06-18 06:00 |  | 48.04
2022-06-18 07:00 |  | 54.02
2022-06-18 08:00 |  | 50.75
2022-06-18 09:00 |  | 86.83
2022-06-18 10:00 |  | 97.22
2022-06-18 11:00 |  | 111.3
2022-06-18 12:00 |  | 105
2022-06-18 13:00 |  | 81.75
2022-06-18 14:00 |  | 59
2022-06-18 15:00 |  | 42.74
2022-06-18 16:00 |  | 50.75
2022-06-18 17:00 |  | 96.13
2022-06-18 18:00 |  | 103.1
2022-06-18 19:00 |  | 124.1
2022-06-18 20:00 |  | 120
2022-06-18 21:00 |  | 118.5
2022-06-18 22:00 |  | 106.9
2022-06-18 23:00 |  | 109.4
2022-06-19 |  | 74.27
2022-06-19 01:00 |  | 99.53
2022-06-19 02:00 |  | 109.5
2022-06-19 03:00 |  | 83.1
2022-06-19 04:00 |  | 73.89
2022-06-19 05:00 |  | 52.56
2022-06-19 06:00 |  | 60.31
2022-06-19 07:00 |  | 42.72
2022-06-19 08:00 |  | 41.61
2022-06-19 09:00 |  | 72.19
2022-06-19 10:00 |  | 85.46
2022-06-19 11:00 |  | 104.7
2022-06-19 12:00 |  | 95.5
2022-06-19 13:00 |  | 79.23
2022-06-19 14:00 |  | 58.56
2022-06-19 15:00 |  | 40.19
2022-06-19 16:00 |  | 39.25
2022-06-19 17:00 |  | 85.29
2022-06-19 18:00 |  | 96.28
2022-06-19 19:00 |  | 92.77
2022-06-19 20:00 |  | 76.28
2022-06-19 21:00 |  | 87.96
2022-06-19 22:00 |  | 55.74
2022-06-19 23:00 |  | 55.49
2022-06-20 |  | 48.6
2022-06-20 01:00 |  | 85.44
2022-06-20 02:00 |  | 81.66
2022-06-20 03:00 |  | 66.4
2022-06-20 04:00 |  | 60.89
2022-06-20 05:00 |  | 64.07
2022-06-20 06:00 |  | 58.94
2022-06-20 07:00 |  | 45.19
2022-06-20 08:00 |  | 29.12
2022-06-20 09:00 |  | 47.69
2022-06-20 10:00 |  | 76.45
2022-06-20 11:00 |  | 88.97
2022-06-20 12:00 |  | 52.08
2022-06-20 13:00 |  | 252.3
2022-06-20 14:00 |  | 441.7
2022-06-20 15:00 |  | 326.6
2022-06-20 16:00 |  | 220.2
2022-06-20 17:00 |  | 136.9
2022-06-20 18:00 |  | 91.47
2022-06-20 19:00 |  | 63.77
2022-06-20 20:00 |  | 62.5
2022-06-20 21:00 |  | 59.79
2022-06-20 22:00 |  | 56.57
2022-06-20 23:00 |  | 52.08
2022-06-21 |  | 52.66
2022-06-21 01:00 |  | 54.06
2022-06-21 02:00 |  | 46.53
2022-06-21 03:00 |  | 40.47
2022-06-21 04:00 |  | 34.37
2022-06-21 05:00 |  | 27.63
2022-06-21 06:00 |  | 24.88
2022-06-21 07:00 |  | 22.45
2022-06-21 08:00 |  | 23.86
2022-06-21 09:00 |  | 28.11
2022-06-21 10:00 |  | 29.2
2022-06-21 11:00 |  | 33.59
2022-06-21 12:00 |  | 38.38
2022-06-21 13:00 |  | 36.93
2022-06-21 14:00 |  | 38.54
2022-06-21 15:00 |  | 37.98
2022-06-21 16:00 |  | 39.3
2022-06-21 17:00 |  | 47.52
2022-06-21 18:00 |  | 84
2022-06-21 19:00 |  | 85.7
2022-06-21 20:00 |  | 97.03
2022-06-21 21:00 |  | 86.6
2022-06-21 22:00 |  | 62.56
2022-06-21 23:00 |  | 41.53
2022-06-22 |  | 26.34
2022-06-22 01:00 |  | 16.91
2022-06-22 02:00 |  | 14.17
2022-06-22 03:00 |  | 12.77
2022-06-22 04:00 |  | 11.44
2022-06-22 05:00 |  | 10.23
2022-06-22 06:00 |  | 9.621
2022-06-22 07:00 |  | 12.71
2022-06-22 08:00 |  | 18.43
2022-06-22 09:00 |  | 31.52
2022-06-22 10:00 |  | 36.66
2022-06-22 11:00 |  | 42.01
2022-06-22 12:00 |  | 37.39
2022-06-22 13:00 |  | 52
2022-06-22 14:00 |  | 70
2022-06-22 15:00 |  | 86.7
2022-06-22 16:00 |  | 92.17
2022-06-22 17:00 |  | 81.13
2022-06-22 18:00 |  | 60.95
2022-06-22 19:00 |  | 45.31
2022-06-22 20:00 |  | 29.49
2022-06-22 21:00 |  | 23.22
2022-06-22 22:00 |  | 20.57
2022-06-22 23:00 |  | 27
2022-06-23 |  | 32.69
2022-06-23 01:00 |  | 32.89
2022-06-23 02:00 |  | 31.05
2022-06-23 03:00 |  | 30.33
2022-06-23 04:00 |  | 26.93
2022-06-23 05:00 |  | 19.34
2022-06-23 06:00 |  | 13.49
2022-06-23 07:00 |  | 12.4
2022-06-23 08:00 |  | 17.38
2022-06-23 09:00 |  | 19.97
2022-06-23 10:00 |  | 18.96
2022-06-23 11:00 |  | 15.15
2022-06-23 12:00 |  | 11.08
2022-06-23 13:00 |  | 9.588
2022-06-23 14:00 |  | 6.044
2022-06-23 15:00 |  | 6
2022-06-23 16:00 |  | 5.784
2022-06-23 17:00 |  | 8.456
2022-06-23 18:00 |  | 10.25
2022-06-23 19:00 |  | 9.303
2022-06-23 20:00 |  | 10.13
2022-06-23 21:00 |  | 10.21
2022-06-23 22:00 |  | 8.842
2022-06-23 23:00 |  | 6.255
2022-06-24 |  | 2
2022-06-24 01:00 |  | 2.639
2022-06-24 02:00 |  | 4.631
2022-06-24 03:00 |  | 5.433
2022-06-24 04:00 |  | 5.263
2022-06-24 05:00 |  | 6.645
2022-06-24 06:00 |  | 6.724
2022-06-24 07:00 |  | 8.183
2022-06-24 08:00 |  | 5.804
2022-06-24 09:00 |  | 9.498
2022-06-24 10:00 |  | 13.7
2022-06-24 11:00 |  | 16.5
2022-06-24 12:00 |  | 17.91
2022-06-24 13:00 |  | 17.49
2022-06-24 14:00 |  | 19.01
2022-06-24 15:00 |  | 16.41
2022-06-24 16:00 |  | 18.22
2022-06-24 17:00 |  | 22.51
2022-06-24 18:00 |  | 26.45
2022-06-24 19:00 |  | 28.31
2022-06-24 20:00 |  | 26.94
2022-06-24 21:00 |  | 19.93
2022-06-24 22:00 |  | 15.05
2022-06-24 23:00 |  | 18.85
2022-06-25 |  | 25.86
2022-06-25 01:00 |  | 40.3
2022-06-25 02:00 |  | 47.61
2022-06-25 03:00 |  | 43.25
2022-06-25 04:00 |  | 32.34
2022-06-25 05:00 |  | 24.93
2022-06-25 06:00 |  | 24.1
2022-06-25 07:00 |  | 18.24
2022-06-25 08:00 |  | 23.87
2022-06-25 09:00 |  | 29.79
2022-06-25 10:00 |  | 34.06
2022-06-25 11:00 |  | 35.71
2022-06-25 12:00 |  | 39.2
2022-06-25 13:00 |  | 33.8
2022-06-25 14:00 |  | 29.9
2022-06-25 15:00 |  | 28.32
2022-06-25 16:00 |  | 30.62
2022-06-25 17:00 |  | 41.71
2022-06-25 18:00 |  | 57.55
2022-06-25 19:00 |  | 76
2022-06-25 20:00 |  | 101
2022-06-25 21:00 |  | 125.2
2022-06-25 22:00 |  | 146.1
2022-06-25 23:00 |  | 160.1
2022-06-26 |  | 153.4
2022-06-26 01:00 |  | 140.1
2022-06-26 02:00 |  | 126.8
2022-06-26 03:00 |  | 105.7
2022-06-26 04:00 |  | 82.44
2022-06-26 05:00 |  | 70.84
2022-06-26 06:00 |  | 59.51
2022-06-26 07:00 |  | 54.13
2022-06-26 08:00 |  | 51.93
2022-06-26 09:00 |  | 50.18
2022-06-26 10:00 |  | 46.22
2022-06-26 11:00 |  | 40.66
2022-06-26 12:00 |  | 34.65
2022-06-26 13:00 |  | 24.93
2022-06-26 14:00 |  | 20.48
2022-06-26 15:00 |  | 16.27
2022-06-26 16:00 |  | 20.75
2022-06-26 17:00 |  | 35
2022-06-26 18:00 |  | 49
2022-06-26 19:00 |  | 50.1
2022-06-26 20:00 |  | 46.39
2022-06-26 21:00 |  | 41.74
2022-06-26 22:00 |  | 38.57
2022-06-26 23:00 |  | 35.23
2022-06-27 |  | 35.55
2022-06-27 01:00 |  | 34.96
2022-06-27 02:00 |  | 32.65
2022-06-27 03:00 |  | 30.22
2022-06-27 04:00 |  | 26.96
2022-06-27 05:00 |  | 23.62
2022-06-27 06:00 |  | 21.25
2022-06-27 07:00 |  | 22.4
2022-06-27 08:00 |  | 26.73
2022-06-27 09:00 |  | 29.09
2022-06-27 10:00 |  | 27.5
2022-06-27 11:00 |  | 23.7
2022-06-27 12:00 |  | 21.98
2022-06-27 13:00 |  | 29
2022-06-27 14:00 |  | 21.58
2022-06-27 15:00 |  | 22.51
2022-06-27 16:00 |  | 24.42
2022-06-27 17:00 |  | 27.58
2022-06-27 18:00 |  | 28.07
2022-06-27 19:00 |  | 25.83
2022-06-27 20:00 |  | 20.8
2022-06-27 21:00 |  | 17.44
2022-06-27 22:00 |  | 14.12
2022-06-27 23:00 |  | 11.67
2022-06-28 |  | 13.09
2022-06-28 01:00 |  | 18.41
2022-06-28 02:00 |  | 20.27
2022-06-28 03:00 |  | 18.82
2022-06-28 04:00 |  | 17.61
2022-06-28 05:00 |  | 14.54
2022-06-28 06:00 |  | 12.21
2022-06-28 07:00 |  | 9.354
2022-06-28 08:00 |  | 8.611
2022-06-28 09:00 |  | 9.64
2022-06-28 10:00 |  | 10.85
2022-06-28 11:00 |  | 9.62
2022-06-28 12:00 |  | 8.355
2022-06-28 13:00 |  | 5.925
2022-06-28 14:00 |  | 5.854
2022-06-28 15:00 |  | 7.935
2022-06-28 16:00 |  | 8.033
2022-06-28 17:00 |  | 10.45
2022-06-28 18:00 |  | 11.69
2022-06-28 19:00 |  | 12.7
2022-06-28 20:00 |  | 12.57
2022-06-28 21:00 |  | 10.74
2022-06-28 22:00 |  | 10.83
2022-06-28 23:00 |  | 10.55
2022-06-29 |  | 11.72
2022-06-29 01:00 |  | 10.15
2022-06-29 02:00 |  | 6.777
2022-06-29 03:00 |  | 3.625
2022-06-29 04:00 |  | 1.983
2022-06-29 05:00 |  | 2.762
2022-06-29 06:00 |  | 2.742
2022-06-29 07:00 |  | 2.786
2022-06-29 08:00 |  | 2
2022-06-29 09:00 |  | 6
2022-06-29 10:00 |  | 8.457
2022-06-29 11:00 |  | 15.39
2022-06-29 12:00 |  | 21.62
2022-06-29 13:00 |  | 25.39
2022-06-29 14:00 |  | 24.99
2022-06-29 15:00 |  | 21.88
2022-06-29 16:00 |  | 24.05
2022-06-29 17:00 |  | 30.52
2022-06-29 18:00 |  | 43.82
2022-06-29 19:00 |  | 55
2022-06-29 20:00 |  | 65.1
2022-06-29 21:00 |  | 73.57
2022-06-29 22:00 |  | 68.89
2022-06-29 23:00 |  | 63.45
2022-06-30 |  | 59.66
2022-06-30 01:00 |  | 61.67
2022-06-30 02:00 |  | 61.87
2022-06-30 03:00 |  | 62.42
2022-06-30 04:00 |  | 59.74
2022-06-30 05:00 |  | 48.4
2022-06-30 06:00 |  | 46.57
2022-06-30 07:00 |  | 47.99
2022-06-30 08:00 |  | 50.59
2022-06-30 09:00 |  | 59.85
2022-06-30 10:00 |  | 70.22
2022-06-30 11:00 |  | 71.42
2022-06-30 12:00 |  | 80
2022-06-30 13:00 |  | 77.5
2022-06-30 14:00 |  | 67.78
2022-06-30 15:00 |  | 47.15
2022-06-30 16:00 |  | 34.39
2022-06-30 17:00 |  | 26.03
2022-06-30 18:00 |  | 27.64
2022-06-30 19:00 |  | 23.84
2022-06-30 20:00 |  | 16.31
2022-06-30 21:00 |  | 10.55
2022-06-30 22:00 |  | 7.016
2022-06-30 23:00 |  | 6.2
2022-07-01 |  | 4.239
2022-07-01 01:00 |  | 5.052
2022-07-01 02:00 |  | 7.238
2022-07-01 03:00 |  | 10.58
2022-07-01 04:00 |  | 11.12
2022-07-01 05:00 |  | 11.69
2022-07-01 06:00 |  | 12.53
2022-07-01 07:00 |  | 14.77
2022-07-01 08:00 |  | 14.02
2022-07-01 09:00 |  | 17.03
2022-07-01 10:00 |  | 24
2022-07-01 11:00 |  | 20.31
2022-07-01 12:00 |  | 18.92
2022-07-01 13:00 |  | 19.32
2022-07-01 14:00 |  | 19.46
2022-07-01 15:00 |  | 21.58
2022-07-01 16:00 |  | 21.4
2022-07-01 17:00 |  | 24.73
2022-07-01 18:00 |  | 59
2022-07-01 19:00 |  | 57
2022-07-01 20:00 |  | 68.69
2022-07-01 21:00 |  | 61.02
2022-07-01 22:00 |  | 55.58
2022-07-01 23:00 |  | 44.66
2022-07-02 |  | 36.77
2022-07-02 01:00 |  | 29.34
2022-07-02 02:00 |  | 24.59
2022-07-02 03:00 |  | 19.45
2022-07-02 04:00 |  | 14.71
2022-07-02 05:00 |  | 10.34
2022-07-02 06:00 |  | 7.896
2022-07-02 07:00 |  | 7.848
2022-07-02 08:00 |  | 3.421
2022-07-02 09:00 |  | 5.115
2022-07-02 10:00 |  | 9.775
2022-07-02 11:00 |  | 10.96
2022-07-02 12:00 |  | 11.98
2022-07-02 13:00 |  | 11.46
2022-07-02 14:00 |  | 12.39
2022-07-02 15:00 |  | 11.73
2022-07-02 16:00 |  | 13.71
2022-07-02 17:00 |  | 15.1
2022-07-02 18:00 |  | 15.25
2022-07-02 19:00 |  | 18.13
2022-07-02 20:00 |  | 18.12
2022-07-02 21:00 |  | 17.48
2022-07-02 22:00 |  | 18.75
2022-07-02 23:00 |  | 19.11
2022-07-03 |  | 21.16
2022-07-03 01:00 |  | 23.58
2022-07-03 02:00 |  | 23.68
2022-07-03 03:00 |  | 22.02
2022-07-03 04:00 |  | 23.37
2022-07-03 05:00 |  | 25.63
2022-07-03 06:00 |  | 25.78
2022-07-03 07:00 |  | 27.27
2022-07-03 08:00 |  | 29.44
2022-07-03 09:00 |  | 28.4
2022-07-03 10:00 |  | 20.61
2022-07-03 11:00 |  | 13.86
2022-07-03 12:00 |  | 10.61
2022-07-03 13:00 |  | 13.1
2022-07-03 14:00 |  | 16.52
2022-07-03 15:00 |  | 19.21
2022-07-03 16:00 |  | 17.33
2022-07-03 17:00 |  | 24.72
2022-07-03 18:00 |  | 26.68
2022-07-03 19:00 |  | 25.97
2022-07-03 20:00 |  | 21.46
2022-07-03 21:00 |  | 18.12
2022-07-03 22:00 |  | 15.39
2022-07-03 23:00 |  | 10.71
2022-07-04 |  | 10.19
2022-07-04 01:00 |  | 12.09
2022-07-04 02:00 |  | 12.03
2022-07-04 03:00 |  | 9.413
2022-07-04 04:00 |  | 9.41
2022-07-04 05:00 |  | 9.065
2022-07-04 06:00 |  | 10.38
2022-07-04 07:00 |  | 10.56
2022-07-04 08:00 |  | 11.37
2022-07-04 09:00 |  | 16.15
2022-07-04 10:00 |  | 17.31
2022-07-04 11:00 |  | 16.83
2022-07-04 12:00 |  | 14.56
2022-07-04 13:00 |  | 14.46
2022-07-04 14:00 |  | 14.77
2022-07-04 15:00 |  | 15.46
2022-07-04 16:00 |  | 14.3
2022-07-04 17:00 |  | 15.49
2022-07-04 18:00 |  | 17.05
2022-07-04 19:00 |  | 20.26
2022-07-04 20:00 |  | 24.28
2022-07-04 21:00 |  | 24.17
2022-07-04 22:00 |  | 20.86
2022-07-04 23:00 |  | 17.15
2022-07-05 |  | 15.38
2022-07-05 01:00 |  | 15.61
2022-07-05 02:00 |  | 13.53
2022-07-05 03:00 |  | 11.91
2022-07-05 04:00 |  | 9.977
2022-07-05 05:00 |  | 9.301
2022-07-05 06:00 |  | 8.243
2022-07-05 07:00 |  | 6.737
2022-07-05 08:00 |  | 8.241
2022-07-05 09:00 |  | 12.02
2022-07-05 10:00 |  | 11.97
2022-07-05 11:00 |  | 10.8
2022-07-05 12:00 |  | 9.53
2022-07-05 13:00 |  | 9.778
2022-07-05 14:00 |  | 8.757
2022-07-05 15:00 |  | 8.817
2022-07-05 16:00 |  | 10.71
2022-07-05 17:00 |  | 12.05
2022-07-05 18:00 |  | 11.48
2022-07-05 19:00 |  | 9.505
2022-07-05 20:00 |  | 8.916
2022-07-05 21:00 |  | 6.725
2022-07-05 22:00 |  | 4.435
2022-07-05 23:00 |  | 3.04
2022-07-06 |  | 3.522
2022-07-06 01:00 |  | 5.461
2022-07-06 02:00 |  | 5.897
2022-07-06 03:00 |  | 7.283
2022-07-06 04:00 |  | 7.77
2022-07-06 05:00 |  | 11.99
2022-07-06 06:00 |  | 12.94
2022-07-06 07:00 |  | 13.16
2022-07-06 08:00 |  | 18.98
2022-07-06 09:00 |  | 27.6
2022-07-06 10:00 |  | 28.8
2022-07-06 11:00 |  | 27.26
2022-07-06 12:00 |  | 21.7
2022-07-06 13:00 |  | 20.18
2022-07-06 14:00 |  | 17.19
2022-07-06 15:00 |  | 15.7
2022-07-06 16:00 |  | 16.32
2022-07-06 17:00 |  | 21.6
2022-07-06 18:00 |  | 24.69
2022-07-06 19:00 |  | 23.89
2022-07-06 20:00 |  | 23.61
2022-07-06 21:00 |  | 23.28
2022-07-06 22:00 |  | 18.27
2022-07-06 23:00 |  | 15.65
2022-07-07 |  | 16.31
2022-07-07 01:00 |  | 17.1
2022-07-07 02:00 |  | 17.26
2022-07-07 03:00 |  | 15.64
2022-07-07 04:00 |  | 12.29
2022-07-07 05:00 |  | 12.26
2022-07-07 06:00 |  | 13.47
2022-07-07 07:00 |  | 27
2022-07-07 08:00 |  | 29
2022-07-07 09:00 |  | 37.17
2022-07-07 10:00 |  | 37.99
2022-07-07 11:00 |  | 33.04
2022-07-07 12:00 |  | 57
2022-07-07 13:00 |  | 56.67
2022-07-07 14:00 |  | 53.09
2022-07-07 15:00 |  | 41.94
2022-07-07 16:00 |  | 35.47
2022-07-07 17:00 |  | 35.27
2022-07-07 18:00 |  | 74
2022-07-07 19:00 |  | 131
2022-07-07 20:00 |  | 159.5
2022-07-07 21:00 |  | 198.7
2022-07-07 22:00 |  | 193.5
2022-07-07 23:00 |  | 187.4
2022-07-08 |  | 173
2022-07-08 01:00 |  | 138.3
2022-07-08 02:00 |  | 105.4
2022-07-08 03:00 |  | 76.13
2022-07-08 04:00 |  | 57.17
2022-07-08 05:00 |  | 47.05
2022-07-08 06:00 |  | 42.96
2022-07-08 07:00 |  | 37.41
2022-07-08 08:00 |  | 72
2022-07-08 09:00 |  | 68.69
2022-07-08 10:00 |  | 71.46
2022-07-08 11:00 |  | 55.23
2022-07-08 12:00 |  | 37.99
2022-07-08 13:00 |  | 23.69
2022-07-08 14:00 |  | 17.06
2022-07-08 15:00 |  | 15.85
2022-07-08 16:00 |  | 17.43
2022-07-08 17:00 |  | 20.83
2022-07-08 18:00 |  | 21.42
2022-07-08 19:00 |  | 20.44
2022-07-08 20:00 |  | 19.32
2022-07-08 21:00 |  | 16.19
2022-07-08 22:00 |  | 13.31
2022-07-08 23:00 |  | 11.03
2022-07-09 |  | 10.71
2022-07-09 01:00 |  | 11.54
2022-07-09 02:00 |  | 12.98
2022-07-09 03:00 |  | 11.94
2022-07-09 04:00 |  | 9.942
2022-07-09 05:00 |  | 8.615
2022-07-09 06:00 |  | 9.647
2022-07-09 07:00 |  | 7.014
2022-07-09 08:00 |  | 7.071
2022-07-09 09:00 |  | 8.633
2022-07-09 10:00 |  | 7.597
2022-07-09 11:00 |  | 6.6
2022-07-09 12:00 |  | 5.586
2022-07-09 13:00 |  | 4.866
2022-07-09 14:00 |  | 4.63
2022-07-09 15:00 |  | 4.149
2022-07-09 16:00 |  | 8
2022-07-09 17:00 |  | 6.947
2022-07-09 18:00 |  | 9.215
2022-07-09 19:00 |  | 11.3
2022-07-09 20:00 |  | 12.84
2022-07-09 21:00 |  | 10.97
2022-07-09 22:00 |  | 10.33
2022-07-09 23:00 |  | 10.63
2022-07-10 |  | 10.16
2022-07-10 01:00 |  | 10.93
2022-07-10 02:00 |  | 10.68
2022-07-10 03:00 |  | 10.79
2022-07-10 04:00 |  | 8.892
2022-07-10 05:00 |  | 8.236
2022-07-10 06:00 |  | 8.781
2022-07-10 07:00 |  | 9.075
2022-07-10 08:00 |  | 12.13
2022-07-10 09:00 |  | 20.66
2022-07-10 10:00 |  | 22.38
2022-07-10 11:00 |  | 19.96
2022-07-10 12:00 |  | 16.77
2022-07-10 13:00 |  | 15.51
2022-07-10 14:00 |  | 14.91
2022-07-10 15:00 |  | 13.11
2022-07-10 16:00 |  | 12.65
2022-07-10 17:00 |  | 15.41
2022-07-10 18:00 |  | 33
2022-07-10 19:00 |  | 65
2022-07-10 20:00 |  | 65.91
2022-07-10 21:00 |  | 67.53
2022-07-10 22:00 |  | 59.87
2022-07-10 23:00 |  | 57.37
2022-07-11 |  | 58.21
2022-07-11 01:00 |  | 53.68
2022-07-11 02:00 |  | 46.5
2022-07-11 03:00 |  | 41.87
2022-07-11 04:00 |  | 35.9
2022-07-11 05:00 |  | 27.86
2022-07-11 06:00 |  | 22.5
2022-07-11 07:00 |  | 19.83
2022-07-11 08:00 |  | 20.84
2022-07-11 09:00 |  | 26.4
2022-07-11 10:00 |  | 32.85
2022-07-11 11:00 |  | 39.87
2022-07-11 12:00 |  | 49.93
2022-07-11 13:00 |  | 40.55
2022-07-11 14:00 |  | 32.52
2022-07-11 15:00 |  | 26.87
2022-07-11 16:00 |  | 21.61
2022-07-11 17:00 |  | 24.83
2022-07-11 18:00 |  | 29.78
2022-07-11 19:00 |  | 32.03
2022-07-11 20:00 |  | 33.52
2022-07-11 21:00 |  | 27.42
2022-07-11 22:00 |  | 21.36
2022-07-11 23:00 |  | 14.72
2022-07-12 |  | 13.88
2022-07-12 01:00 |  | 13.97
2022-07-12 02:00 |  | 12.77
2022-07-12 03:00 |  | 12.9
2022-07-12 04:00 |  | 9.369
2022-07-12 05:00 |  | 6.629
2022-07-12 06:00 |  | 5.155
2022-07-12 07:00 |  | 5.522
2022-07-12 08:00 |  | 6.973
2022-07-12 09:00 |  | 8.979
2022-07-12 10:00 |  | 8.867
2022-07-12 11:00 |  | 8.562
2022-07-12 12:00 |  | 6.057
2022-07-12 13:00 |  | 4.734
2022-07-12 14:00 |  | 6.176
2022-07-12 15:00 |  | 4.542
2022-07-12 16:00 |  | 4
2022-07-12 17:00 |  | 4.465
2022-07-12 18:00 |  | 6.823
2022-07-12 19:00 |  | 7.172
2022-07-12 20:00 |  | 5.71
2022-07-12 21:00 |  | 7.557
2022-07-12 22:00 |  | 8.837
2022-07-12 23:00 |  | 9.906
2022-07-13 |  | 12.46
2022-07-13 01:00 |  | 15.56
2022-07-13 02:00 |  | 14.81
2022-07-13 03:00 |  | 13.7
2022-07-13 04:00 |  | 13.48
2022-07-13 05:00 |  | 15.08
2022-07-13 06:00 |  | 15.15
2022-07-13 07:00 |  | 13.65
2022-07-13 08:00 |  | 13.28
2022-07-13 09:00 |  | 13.57
2022-07-13 10:00 |  | 15.66
2022-07-13 11:00 |  | 16.6
2022-07-13 12:00 |  | 15.65
2022-07-13 13:00 |  | 14.23
2022-07-13 14:00 |  | 13.55
2022-07-13 15:00 |  | 12.45
2022-07-13 16:00 |  | 12.64
2022-07-13 17:00 |  | 19.35
2022-07-13 18:00 |  | 20.04
2022-07-13 19:00 |  | 16.9
2022-07-13 20:00 |  | 14.23
2022-07-13 21:00 |  | 14.57
2022-07-13 22:00 |  | 14.29
2022-07-13 23:00 |  | 15.47
2022-07-14 |  | 18.33
2022-07-14 01:00 |  | 19.9
2022-07-14 02:00 |  | 18.73
2022-07-14 03:00 |  | 15.92
2022-07-14 04:00 |  | 13.33
2022-07-14 05:00 |  | 10.15
2022-07-14 06:00 |  | 9.851
2022-07-14 07:00 |  | 10.28
2022-07-14 08:00 |  | 13.17
2022-07-14 09:00 |  | 18.49
2022-07-14 10:00 |  | 18.86
2022-07-14 11:00 |  | 16.21
2022-07-14 12:00 |  | 13.56
2022-07-14 13:00 |  | 12.65
2022-07-14 14:00 |  | 12.02
2022-07-14 15:00 |  | 10.68
2022-07-14 16:00 |  | 19
2022-07-14 17:00 |  | 23
2022-07-14 18:00 |  | 36
2022-07-14 19:00 |  | 43.75
2022-07-14 20:00 |  | 45.34
2022-07-14 21:00 |  | 37.85
2022-07-14 22:00 |  | 25.94
2022-07-14 23:00 |  | 17.18
2022-07-15 |  | 8.463
2022-07-15 01:00 |  | 9
2022-07-15 02:00 |  | 11.51
2022-07-15 03:00 |  | 13.04
2022-07-15 04:00 |  | 12.79
2022-07-15 05:00 |  | 14.98
2022-07-15 06:00 |  | 18.08
2022-07-15 07:00 |  | 17.18
2022-07-15 08:00 |  | 17.79
2022-07-15 09:00 |  | 22.97
2022-07-15 10:00 |  | 23.32
2022-07-15 11:00 |  | 22.13
2022-07-15 12:00 |  | 22.54
2022-07-15 13:00 |  | 23.17
2022-07-15 14:00 |  | 20.82
2022-07-15 15:00 |  | 18.74
2022-07-15 16:00 |  | 18.67
2022-07-15 17:00 |  | 29
2022-07-15 18:00 |  | 39.42
2022-07-15 19:00 |  | 65
2022-07-15 20:00 |  | 103
2022-07-15 21:00 |  | 112.1
2022-07-15 22:00 |  | 121.2
2022-07-15 23:00 |  | 117.7
2022-07-16 |  | 109.1
2022-07-16 01:00 |  | 91.81
2022-07-16 02:00 |  | 71.79
2022-07-16 03:00 |  | 60.13
2022-07-16 04:00 |  | 64.57
2022-07-16 05:00 |  | 77.23
2022-07-16 06:00 |  | 83.97
2022-07-16 07:00 |  | 77.43
2022-07-16 08:00 |  | 64.9
2022-07-16 09:00 |  | 54.32
2022-07-16 10:00 |  | 42.44
2022-07-16 11:00 |  | 32.44
2022-07-16 12:00 |  | 28
2022-07-16 13:00 |  | 27.04
2022-07-16 14:00 |  | 21.65
2022-07-16 15:00 |  | 15.17
2022-07-16 16:00 |  | 11.98
2022-07-16 17:00 |  | 11.35
2022-07-16 18:00 |  | 16.13
2022-07-16 19:00 |  | 16.72
2022-07-16 20:00 |  | 19.2
2022-07-16 21:00 |  | 16.07
2022-07-16 22:00 |  | 11.59
2022-07-16 23:00 |  | 8.189
2022-07-17 |  | 9.678
2022-07-17 01:00 |  | 10.52
2022-07-17 02:00 |  | 9.983
2022-07-17 03:00 |  | 9.977
2022-07-17 04:00 |  | 7.305
2022-07-17 05:00 |  | 6.076
2022-07-17 06:00 |  | 4.342
2022-07-17 07:00 |  | 3.313
2022-07-17 08:00 |  | 3.07
2022-07-17 09:00 |  | 4.844
2022-07-17 10:00 |  | 6.106
2022-07-17 11:00 |  | 4.432
2022-07-17 12:00 |  | 6.177
2022-07-17 13:00 |  | 5.925
2022-07-17 14:00 |  | 5.305
2022-07-17 15:00 |  | 4.829
2022-07-17 16:00 |  | 7.126
2022-07-17 17:00 |  | 10.62
2022-07-17 18:00 |  | 13.87
2022-07-17 19:00 |  | 16.32
2022-07-17 20:00 |  | 17.95
2022-07-17 21:00 |  | 17
2022-07-17 22:00 |  | 34
2022-07-17 23:00 |  | 31.12
2022-07-18 |  | 37.54
2022-07-18 01:00 |  | 44.88
2022-07-18 02:00 |  | 55
2022-07-18 03:00 |  | 51.97
2022-07-18 04:00 |  | 43.47
2022-07-18 05:00 |  | 30.59
2022-07-18 06:00 |  | 21.6
2022-07-18 07:00 |  | 18.57
2022-07-18 08:00 |  | 15.13
2022-07-18 09:00 |  | 15.56
2022-07-18 10:00 |  | 16.17
2022-07-18 11:00 |  | 19.28
2022-07-18 12:00 |  | 21.94
2022-07-18 13:00 |  | 21.3
2022-07-18 14:00 |  | 19.26
2022-07-18 15:00 |  | 20.93
2022-07-18 16:00 |  | 22.45
2022-07-18 17:00 |  | 26.15
2022-07-18 18:00 |  | 35
2022-07-18 19:00 |  | 82
2022-07-18 20:00 |  | 105
2022-07-18 21:00 |  | 125.3
2022-07-18 22:00 |  | 138.8
2022-07-18 23:00 |  | 126
2022-07-19 |  | 107.7
2022-07-19 01:00 |  | 89.03
2022-07-19 02:00 |  | 76.95
2022-07-19 03:00 |  | 68.14
2022-07-19 04:00 |  | 51.48
2022-07-19 05:00 |  | 41.36
2022-07-19 06:00 |  | 32.47
2022-07-19 07:00 |  | 28.01
2022-07-19 08:00 |  | 33.28
2022-07-19 09:00 |  | 76
2022-07-19 10:00 |  | 76.32
2022-07-19 11:00 |  | 93.36
2022-07-19 12:00 |  | 78.08
2022-07-19 13:00 |  | 52.95
2022-07-19 14:00 |  | 28.69
2022-07-19 15:00 |  | 14.7
2022-07-19 16:00 |  | 12.3
2022-07-19 17:00 |  | 31
2022-07-19 18:00 |  | 65
2022-07-19 19:00 |  | 105.7
2022-07-19 20:00 |  | 123.5
2022-07-19 21:00 |  | 137.4
2022-07-19 22:00 |  | 157.4
2022-07-19 23:00 |  | 167.7
2022-07-20 |  | 164.1
2022-07-20 01:00 |  | 150.6
2022-07-20 02:00 |  | 134.1
2022-07-20 03:00 |  | 122.5
2022-07-20 04:00 |  | 111.9
2022-07-20 05:00 |  | 101.1
2022-07-20 06:00 |  | 88.2
2022-07-20 07:00 |  | 73.95
2022-07-20 08:00 |  | 62.34
2022-07-20 09:00 |  | 56.54
2022-07-20 10:00 |  | 52.42
2022-07-20 11:00 |  | 39.48
2022-07-20 12:00 |  | 28.81
2022-07-20 13:00 |  | 23.43
2022-07-20 14:00 |  | 17.46
2022-07-20 15:00 |  | 13.98
2022-07-20 16:00 |  | 14.59
2022-07-20 17:00 |  | 16.82
2022-07-20 18:00 |  | 18.48
2022-07-20 19:00 |  | 22.04
2022-07-20 20:00 |  | 20.67
2022-07-20 21:00 |  | 18.07
2022-07-20 22:00 |  | 16.65
2022-07-20 23:00 |  | 14.92
2022-07-21 |  | 16.08
2022-07-21 01:00 |  | 15.04
2022-07-21 02:00 |  | 12.57
2022-07-21 03:00 |  | 10.18
2022-07-21 04:00 |  | 8.47
2022-07-21 05:00 |  | 9.449
2022-07-21 06:00 |  | 7.962
2022-07-21 07:00 |  | 7.688
2022-07-21 08:00 |  | 10
2022-07-21 09:00 |  | 29
2022-07-21 10:00 |  |  | 2.e
2022-07-21 11:00 |  |  | 2.e
2022-07-21 12:00 |  | 24
2022-07-21 13:00 |  | 44.5
2022-07-21 14:00 |  | 54.94
2022-07-21 15:00 |  | 44.76
2022-07-21 16:00 |  | 38.37
2022-07-21 17:00 |  | 36.85
2022-07-21 18:00 |  | 32.22
2022-07-21 19:00 |  | 22.51
2022-07-21 20:00 |  | 21.84
2022-07-21 21:00 |  | 23.53
2022-07-21 22:00 |  | 25.41
2022-07-21 23:00 |  | 22.22
2022-07-22 |  | 15
2022-07-22 01:00 |  | 13.59
2022-07-22 02:00 |  | 12.93
2022-07-22 03:00 |  |  | 2.b
2022-07-22 04:00 |  |  | 2.b
2022-07-22 05:00 |  |  | 2.b
2022-07-22 06:00 |  |  | 2.b
2022-07-22 07:00 |  |  | 2.b
2022-07-22 08:00 |  |  | 2.b
2022-07-22 09:00 |  |  | 2.b
2022-07-22 10:00 |  |  | 2.b
2022-07-22 11:00 |  |  | 2.b
2022-07-22 12:00 |  |  | 2.b
2022-07-22 13:00 |  |  | 2.b
2022-07-22 14:00 |  |  | 2.b
2022-07-22 15:00 |  |  | 2.b
2022-07-22 16:00 |  |  | 2.b
2022-07-22 17:00 |  |  | 2.b
2022-07-22 18:00 |  |  | 2.b
2022-07-22 19:00 |  |  | 2.b
2022-07-22 20:00 |  |  | 2.b
2022-07-22 21:00 |  |  | 2.b
2022-07-22 22:00 |  |  | 2.b
2022-07-22 23:00 |  |  | 2.b
2022-07-23 |  |  | 2.b
2022-07-23 01:00 |  |  | 2.b
2022-07-23 02:00 |  |  | 2.b
2022-07-23 03:00 |  |  | 2.b
2022-07-23 04:00 |  |  | 2.b
2022-07-23 05:00 |  |  | 2.b
2022-07-23 06:00 |  |  | 2.b
2022-07-23 07:00 |  |  | 2.b
2022-07-23 08:00 |  |  | 2.b
2022-07-23 09:00 |  |  | 2.b
2022-07-23 10:00 |  |  | 2.b
2022-07-23 11:00 |  |  | 2.b
2022-07-23 12:00 |  |  | 2.b
2022-07-23 13:00 |  |  | 2.b
2022-07-23 14:00 |  |  | 2.e
2022-07-23 15:00 |  |  | 2.e
2022-07-23 16:00 |  |  | 2.h
2022-07-23 17:00 |  |  | 2.h
2022-07-23 18:00 |  |  | 2.h
2022-07-23 19:00 |  |  | 2.h
2022-07-23 20:00 |  | 6
2022-07-23 21:00 |  | 8
2022-07-23 22:00 |  | 9
2022-07-23 23:00 |  | 10.37
2022-07-24 |  | 15.31
2022-07-24 01:00 |  | 20.31
2022-07-24 02:00 |  | 20.56
2022-07-24 03:00 |  | 18.02
2022-07-24 04:00 |  | 16.73
2022-07-24 05:00 |  | 15.91
2022-07-24 06:00 |  | 12.24
2022-07-24 07:00 |  | 9.385
2022-07-24 08:00 |  | 7.04
2022-07-24 09:00 |  | 6.078
2022-07-24 10:00 |  | 6.415
2022-07-24 11:00 |  | 8.164
2022-07-24 12:00 |  | 9.158
2022-07-24 13:00 |  | 12
2022-07-24 14:00 |  | 10.98
2022-07-24 15:00 |  | 11.93
2022-07-24 16:00 |  | 13.74
2022-07-24 17:00 |  | 17.16
2022-07-24 18:00 |  | 15.96
2022-07-24 19:00 |  | 18.25
2022-07-24 20:00 |  | 31
2022-07-24 21:00 |  | 93
2022-07-24 22:00 |  | 62.65
2022-07-24 23:00 |  | 69.24
2022-07-25 |  | 59.89
2022-07-25 01:00 |  | 50.44
2022-07-25 02:00 |  | 36.66
2022-07-25 03:00 |  | 30.03
2022-07-25 04:00 |  | 25.06
2022-07-25 05:00 |  | 20.48
2022-07-25 06:00 |  | 14.11
2022-07-25 07:00 |  | 10.54
2022-07-25 08:00 |  | 9.717
2022-07-25 09:00 |  | 11.54
2022-07-25 10:00 |  | 12.49
2022-07-25 11:00 |  | 11.39
2022-07-25 12:00 |  | 10.28
2022-07-25 13:00 |  | 8.584
2022-07-25 14:00 |  | 7.987
2022-07-25 15:00 |  | 9.086
2022-07-25 16:00 |  | 10.12
2022-07-25 17:00 |  | 11.77
2022-07-25 18:00 |  | 13.27
2022-07-25 19:00 |  | 13.15
2022-07-25 20:00 |  | 12.53
2022-07-25 21:00 |  | 11.83
2022-07-25 22:00 |  | 11.22
2022-07-25 23:00 |  | 9.217
2022-07-26 |  | 10.16
2022-07-26 01:00 |  | 10.79
2022-07-26 02:00 |  | 9.427
2022-07-26 03:00 |  | 7.896
2022-07-26 04:00 |  | 5.736
2022-07-26 05:00 |  | 5.055
2022-07-26 06:00 |  | 5.814
2022-07-26 07:00 |  | 6.452
2022-07-26 08:00 |  | 7.826
2022-07-26 09:00 |  | 8.639
2022-07-26 10:00 |  | 8.217
2022-07-26 11:00 |  | 9.337
2022-07-26 12:00 |  | 10.6
2022-07-26 13:00 |  | 10.1
2022-07-26 14:00 |  | 10.37
2022-07-26 15:00 |  | 9.514
2022-07-26 16:00 |  | 8.809
2022-07-26 17:00 |  | 9.799
2022-07-26 18:00 |  | 10.86
2022-07-26 19:00 |  | 12.77
2022-07-26 20:00 |  | 13.83
2022-07-26 21:00 |  | 28
2022-07-26 22:00 |  | 27.82
2022-07-26 23:00 |  | 33.54
2022-07-27 |  | 31.83
2022-07-27 01:00 |  | 26.36
2022-07-27 02:00 |  | 21.88
2022-07-27 03:00 |  | 19.11
2022-07-27 04:00 |  | 16.65
2022-07-27 05:00 |  | 15.89
2022-07-27 06:00 |  | 16.18
2022-07-27 07:00 |  | 15.72
2022-07-27 08:00 |  | 29
2022-07-27 09:00 |  | 28.18
2022-07-27 10:00 |  | 28.5
2022-07-27 11:00 |  | 26.84
2022-07-27 12:00 |  | 22.48
2022-07-27 13:00 |  | 24.83
2022-07-27 14:00 |  | 28.78
2022-07-27 15:00 |  | 27.97
2022-07-27 16:00 |  | 27.44
2022-07-27 17:00 |  | 31.11
2022-07-27 18:00 |  | 47
2022-07-27 19:00 |  | 56.85
2022-07-27 20:00 |  | 67.57
2022-07-27 21:00 |  | 97.05
2022-07-27 22:00 |  | 104.7
2022-07-27 23:00 |  | 96.83
2022-07-28 |  | 94.53
2022-07-28 01:00 |  | 90.42
2022-07-28 02:00 |  | 76.32
2022-07-28 03:00 |  | 56.25
2022-07-28 04:00 |  | 43.73
2022-07-28 05:00 |  | 30.83
2022-07-28 06:00 |  | 23.99
2022-07-28 07:00 |  | 23.89
2022-07-28 08:00 |  | 27
2022-07-28 09:00 |  | 32.28
2022-07-28 10:00 |  | 34.33
2022-07-28 11:00 |  | 29.51
2022-07-28 12:00 |  | 26.94
2022-07-28 13:00 |  | 25.84
2022-07-28 14:00 |  | 22.89
2022-07-28 15:00 |  | 20.89
2022-07-28 16:00 |  | 24.28
2022-07-28 17:00 |  | 29.67
2022-07-28 18:00 |  | 36.17
2022-07-28 19:00 |  | 43.27
2022-07-28 20:00 |  | 45.17
2022-07-28 21:00 |  | 42.48
2022-07-28 22:00 |  | 34.06
2022-07-28 23:00 |  | 25.21
2022-07-29 |  | 20.27
2022-07-29 01:00 |  | 13.27
2022-07-29 02:00 |  | 11.74
2022-07-29 03:00 |  | 12.53
2022-07-29 04:00 |  | 11.86
2022-07-29 05:00 |  | 11.66
2022-07-29 06:00 |  | 12.73
2022-07-29 07:00 |  | 13.13
2022-07-29 08:00 |  | 11.69
2022-07-29 09:00 |  | 10.1
2022-07-29 10:00 |  | 11.58
2022-07-29 11:00 |  | 16.51
2022-07-29 12:00 |  | 18.92
2022-07-29 13:00 |  | 20.19
2022-07-29 14:00 |  | 19.09
2022-07-29 15:00 |  | 18.31
2022-07-29 16:00 |  | 18.8
2022-07-29 17:00 |  | 24.64
2022-07-29 18:00 |  | 34.23
2022-07-29 19:00 |  | 43.66
2022-07-29 20:00 |  | 43.35
2022-07-29 21:00 |  | 39.78
2022-07-29 22:00 |  | 36.55
2022-07-29 23:00 |  | 29.89
2022-07-30 |  | 26.99
2022-07-30 01:00 |  | 28.31
2022-07-30 02:00 |  | 29.69
2022-07-30 03:00 |  | 24.73
2022-07-30 04:00 |  | 19.9
2022-07-30 05:00 |  | 16.9
2022-07-30 06:00 |  | 16.03
2022-07-30 07:00 |  | 13.8
2022-07-30 08:00 |  | 18.68
2022-07-30 09:00 |  | 32.7
2022-07-30 10:00 |  | 37.59
2022-07-30 11:00 |  | 31.57
2022-07-30 12:00 |  | 25.06
2022-07-30 13:00 |  | 19.21
2022-07-30 14:00 |  | 19.27
2022-07-30 15:00 |  | 20.81
2022-07-30 16:00 |  | 31
2022-07-30 17:00 |  | 40
2022-07-30 18:00 |  | 58
2022-07-30 19:00 |  | 67
2022-07-30 20:00 |  | 78.02
2022-07-30 21:00 |  | 78.76
2022-07-30 22:00 |  | 72.1
2022-07-30 23:00 |  | 70.29
2022-07-31 |  | 68.11
2022-07-31 01:00 |  | 62.2
2022-07-31 02:00 |  | 59.41
2022-07-31 03:00 |  | 57.17
2022-07-31 04:00 |  | 54.53
2022-07-31 05:00 |  | 53.6
2022-07-31 06:00 |  | 49.45
2022-07-31 07:00 |  | 48.15
2022-07-31 08:00 |  | 87
2022-07-31 09:00 |  | 88.26
2022-07-31 10:00 |  | 99.26
2022-07-31 11:00 |  | 94.7
2022-07-31 12:00 |  | 85.31
2022-07-31 13:00 |  | 72.43
2022-07-31 14:00 |  | 57.05
2022-07-31 15:00 |  | 44.83
2022-07-31 16:00 |  | 38.16
2022-07-31 17:00 |  | 37.74
2022-07-31 18:00 |  | 66
2022-07-31 19:00 |  | 131
2022-07-31 20:00 |  | 121.1
2022-07-31 21:00 |  | 134.9
2022-07-31 22:00 |  | 122.2
2022-07-31 23:00 |  | 108
2022-08-01 |  | 90.42
2022-08-01 01:00 |  | 76.34
2022-08-01 02:00 |  | 70.95
2022-08-01 03:00 |  | 70
2022-08-01 04:00 |  | 66.79
2022-08-01 05:00 |  | 58.26
2022-08-01 06:00 |  | 50.83
2022-08-01 07:00 |  | 49.23
2022-08-01 08:00 |  | 49.67
2022-08-01 09:00 |  | 53.16
2022-08-01 10:00 |  | 48.97
2022-08-01 11:00 |  | 39.44
2022-08-01 12:00 |  | 30.52
2022-08-01 13:00 |  | 24.85
2022-08-01 14:00 |  | 24.8
2022-08-01 15:00 |  | 25.16
2022-08-01 16:00 |  | 24.7
2022-08-01 17:00 |  | 27.73
2022-08-01 18:00 |  | 39
2022-08-01 19:00 |  | 49.47
2022-08-01 20:00 |  | 65
2022-08-01 21:00 |  | 70.61
2022-08-01 22:00 |  | 80.84
2022-08-01 23:00 |  | 80.94
2022-08-02 |  | 67.36
2022-08-02 01:00 |  | 48.95
2022-08-02 02:00 |  | 36.74
2022-08-02 03:00 |  | 29.12
2022-08-02 04:00 |  | 23.33
2022-08-02 05:00 |  | 25.78
2022-08-02 06:00 |  | 28.77
2022-08-02 07:00 |  | 27.44
2022-08-02 08:00 |  | 23.57
2022-08-02 09:00 |  | 21.14
2022-08-02 10:00 |  | 20.05
2022-08-02 11:00 |  | 19.87
2022-08-02 12:00 |  | 21.43
2022-08-02 13:00 |  | 22.91
2022-08-02 14:00 |  | 22.38
2022-08-02 15:00 |  | 20.88
2022-08-02 16:00 |  | 22.47
2022-08-02 17:00 |  | 27.21
2022-08-02 18:00 |  | 36.5
2022-08-02 19:00 |  | 48.01
2022-08-02 20:00 |  | 52.56
2022-08-02 21:00 |  | 50.59
2022-08-02 22:00 |  | 53.36
2022-08-02 23:00 |  | 48.52
2022-08-03 |  | 44.57
2022-08-03 01:00 |  | 41.64
2022-08-03 02:00 |  | 37.27
2022-08-03 03:00 |  | 30.94
2022-08-03 04:00 |  | 23.4
2022-08-03 05:00 |  | 19.58
2022-08-03 06:00 |  | 18.35
2022-08-03 07:00 |  | 18.35
2022-08-03 08:00 |  | 18.2
2022-08-03 09:00 |  | 20.8
2022-08-03 10:00 |  | 42
2022-08-03 11:00 |  |  | 2.e
2022-08-03 12:00 |  | 46.69
2022-08-03 13:00 |  | 39.92
2022-08-03 14:00 |  | 32.32
2022-08-03 15:00 |  | 30.49
2022-08-03 16:00 |  | 34.31
2022-08-03 17:00 |  | 45.81
2022-08-03 18:00 |  | 54.38
2022-08-03 19:00 |  | 52.76
2022-08-03 20:00 |  | 47.33
2022-08-03 21:00 |  | 43.91
2022-08-03 22:00 |  | 42.79
2022-08-03 23:00 |  | 42.82
2022-08-04 |  | 42.73
2022-08-04 01:00 |  | 41.8
2022-08-04 02:00 |  | 38.99
2022-08-04 03:00 |  | 36.74
2022-08-04 04:00 |  | 34.36
2022-08-04 05:00 |  | 30.41
2022-08-04 06:00 |  | 27.25
2022-08-04 07:00 |  | 28.79
2022-08-04 08:00 |  | 29.82
2022-08-04 09:00 |  | 30.95
2022-08-04 10:00 |  | 30.14
2022-08-04 11:00 |  | 32.31
2022-08-04 12:00 |  | 34.81
2022-08-04 13:00 |  | 32.16
2022-08-04 14:00 |  | 24.24
2022-08-04 15:00 |  | 19.29
2022-08-04 16:00 |  | 17.99
2022-08-04 17:00 |  | 22.56
2022-08-04 18:00 |  | 40
2022-08-04 19:00 |  | 54.35
2022-08-04 20:00 |  | 70.9
2022-08-04 21:00 |  | 73.81
2022-08-04 22:00 |  | 70.46
2022-08-04 23:00 |  | 60.31
2022-08-05 |  | 52.41
2022-08-05 01:00 |  | 43.09
2022-08-05 02:00 |  | 38.04
2022-08-05 03:00 |  | 30.3
2022-08-05 04:00 |  | 25.27
2022-08-05 05:00 |  | 21.95
2022-08-05 06:00 |  | 17.92
2022-08-05 07:00 |  | 12.7
2022-08-05 08:00 |  | 12.19
2022-08-05 09:00 |  | 14.41
2022-08-05 10:00 |  | 13.88
2022-08-05 11:00 |  | 15.08
2022-08-05 12:00 |  | 12.63
2022-08-05 13:00 |  | 16
2022-08-05 14:00 |  | 10.83
2022-08-05 15:00 |  | 12.61
2022-08-05 16:00 |  | 19
2022-08-05 17:00 |  | 17
2022-08-05 18:00 |  | 29
2022-08-05 19:00 |  | 36
2022-08-05 20:00 |  | 35.04
2022-08-05 21:00 |  | 34.54
2022-08-05 22:00 |  | 54
2022-08-05 23:00 |  | 49.95
2022-08-06 |  | 51.05
2022-08-06 01:00 |  | 40.34
2022-08-06 02:00 |  | 32.33
2022-08-06 03:00 |  | 26.74
2022-08-06 04:00 |  | 22.78
2022-08-06 05:00 |  | 20.5
2022-08-06 06:00 |  | 18.51
2022-08-06 07:00 |  | 15.79
2022-08-06 08:00 |  | 13.31
2022-08-06 09:00 |  | 10.33
2022-08-06 10:00 |  | 10.25
2022-08-06 11:00 |  | 8.582
2022-08-06 12:00 |  | 6.269
2022-08-06 13:00 |  | 4.362
2022-08-06 14:00 |  | 4.094
2022-08-06 15:00 |  | 5.299
2022-08-06 16:00 |  | 5.194
2022-08-06 17:00 |  | 5.263
2022-08-06 18:00 |  | 5.407
2022-08-06 19:00 |  | 5.698
2022-08-06 20:00 |  | 5.556
2022-08-06 21:00 |  | 5.603
2022-08-06 22:00 |  | 5.796
2022-08-06 23:00 |  | 6.08
2022-08-07 |  | 4.86
2022-08-07 01:00 |  | 5.907
2022-08-07 02:00 |  | 5.984
2022-08-07 03:00 |  | 4.653
2022-08-07 04:00 |  | 3.905
2022-08-07 05:00 |  | 4.453
2022-08-07 06:00 |  | 4.367
2022-08-07 07:00 |  | 4.323
2022-08-07 08:00 |  | 8
2022-08-07 09:00 |  | 8.246
2022-08-07 10:00 |  | 6.208
2022-08-07 11:00 |  | 6.11
2022-08-07 12:00 |  | 5.173
2022-08-07 13:00 |  | 6.297
2022-08-07 14:00 |  | 6.081
2022-08-07 15:00 |  | 4.474
2022-08-07 16:00 |  | 6
2022-08-07 17:00 |  | 8
2022-08-07 18:00 |  | 17
2022-08-07 19:00 |  | 20
2022-08-07 20:00 |  | 22.71
2022-08-07 21:00 |  | 26.31
2022-08-07 22:00 |  | 25.78
2022-08-07 23:00 |  | 24.47
2022-08-08 |  | 27.08
2022-08-08 01:00 |  | 40
2022-08-08 02:00 |  | 26.66
2022-08-08 03:00 |  | 27.87
2022-08-08 04:00 |  | 24.06
2022-08-08 05:00 |  | 18.77
2022-08-08 06:00 |  | 15.25
2022-08-08 07:00 |  | 28
2022-08-08 08:00 |  | 22.93
2022-08-08 09:00 |  | 23.05
2022-08-08 10:00 |  | 21.31
2022-08-08 11:00 |  | 19.14
2022-08-08 12:00 |  | 15.52
2022-08-08 13:00 |  | 13.28
2022-08-08 14:00 |  | 12.84
2022-08-08 15:00 |  | 14.2
2022-08-08 16:00 |  | 16.84
2022-08-08 17:00 |  | 21.69
2022-08-08 18:00 |  | 26.41
2022-08-08 19:00 |  | 29.72
2022-08-08 20:00 |  | 46
2022-08-08 21:00 |  | 45.28
2022-08-08 22:00 |  | 52.19
2022-08-08 23:00 |  | 45.24
2022-08-09 |  | 39.82
2022-08-09 01:00 |  | 33.77
2022-08-09 02:00 |  | 31.41
2022-08-09 03:00 |  | 29.13
2022-08-09 04:00 |  | 25.48
2022-08-09 05:00 |  | 25.88
2022-08-09 06:00 |  | 24.76
2022-08-09 07:00 |  | 25.47
2022-08-09 08:00 |  | 25.74
2022-08-09 09:00 |  | 24.61
2022-08-09 10:00 |  | 29.52
2022-08-09 11:00 |  | 30.33
2022-08-09 12:00 |  | 26.48
2022-08-09 13:00 |  | 23.54
2022-08-09 14:00 |  | 22.64
2022-08-09 15:00 |  | 22.87
2022-08-09 16:00 |  | 24.34
2022-08-09 17:00 |  | 29.94
2022-08-09 18:00 |  | 37.29
2022-08-09 19:00 |  | 43.63
2022-08-09 20:00 |  | 63
2022-08-09 21:00 |  | 64.54
2022-08-09 22:00 |  | 62.77
2022-08-09 23:00 |  | 51.91
2022-08-10 |  | 46.08
2022-08-10 01:00 |  | 42.45
2022-08-10 02:00 |  | 39.64
2022-08-10 03:00 |  | 39.48
2022-08-10 04:00 |  | 35.52
2022-08-10 05:00 |  | 33.76
2022-08-10 06:00 |  | 32.01
2022-08-10 07:00 |  | 42
2022-08-10 08:00 |  | 53.79
2022-08-10 09:00 |  | 87.4
2022-08-10 10:00 |  | 88.92
2022-08-10 11:00 |  | 66.24
2022-08-10 12:00 |  | 48.19
2022-08-10 13:00 |  | 35.8
2022-08-10 14:00 |  | 27.14
2022-08-10 15:00 |  | 24.18
2022-08-10 16:00 |  | 26.48
2022-08-10 17:00 |  | 32.98
2022-08-10 18:00 |  | 39.82
2022-08-10 19:00 |  | 51.9
2022-08-10 20:00 |  | 65.25
2022-08-10 21:00 |  | 88.72
2022-08-10 22:00 |  | 108.2
2022-08-10 23:00 |  | 123
2022-08-11 |  | 129.8
2022-08-11 01:00 |  | 141.9
2022-08-11 02:00 |  | 138.2
2022-08-11 03:00 |  | 111.9
2022-08-11 04:00 |  | 81.62
2022-08-11 05:00 |  | 55.16
2022-08-11 06:00 |  | 35.63
2022-08-11 07:00 |  | 25.54
2022-08-11 08:00 |  | 24
2022-08-11 09:00 |  | 58
2022-08-11 10:00 |  | 51.59
2022-08-11 11:00 |  | 58.6
2022-08-11 12:00 |  | 68.93
2022-08-11 13:00 |  | 84.83
2022-08-11 14:00 |  | 86.54
2022-08-11 15:00 |  | 78.89
2022-08-11 16:00 |  | 67.67
2022-08-11 17:00 |  | 59.54
2022-08-11 18:00 |  | 60.27
2022-08-11 19:00 |  | 62.11
2022-08-11 20:00 |  | 57.68
2022-08-11 21:00 |  | 46.94
2022-08-11 22:00 |  | 36.61
2022-08-11 23:00 |  | 28.48
2022-08-12 |  | 25.96
2022-08-12 01:00 |  | 24.43
2022-08-12 02:00 |  | 20.66
2022-08-12 03:00 |  | 18.25
2022-08-12 04:00 |  | 16.01
2022-08-12 05:00 |  | 15.06
2022-08-12 06:00 |  | 13.12
2022-08-12 07:00 |  | 9.05
2022-08-12 08:00 |  | 7.179
2022-08-12 09:00 |  | 7.01
2022-08-12 10:00 |  | 7.461
2022-08-12 11:00 |  | 8.139
2022-08-12 12:00 |  | 10.34
2022-08-12 13:00 |  | 10.02
2022-08-12 14:00 |  | 9.623
2022-08-12 15:00 |  | 8.719
2022-08-12 16:00 |  | 12.19
2022-08-12 17:00 |  | 15.32
2022-08-12 18:00 |  | 17.34
2022-08-12 19:00 |  | 16.68
2022-08-12 20:00 |  | 14.39
2022-08-12 21:00 |  | 11.57
2022-08-12 22:00 |  | 9.247
2022-08-12 23:00 |  | 8.973
2022-08-13 |  | 9.283
2022-08-13 01:00 |  | 10.29
2022-08-13 02:00 |  | 8.994
2022-08-13 03:00 |  | 8.438
2022-08-13 04:00 |  | 5.797
2022-08-13 05:00 |  | 3.847
2022-08-13 06:00 |  | 3.838
2022-08-13 07:00 |  | 3.372
2022-08-13 08:00 |  | 4
2022-08-13 09:00 |  | 2.581
2022-08-13 10:00 |  | 4.671
2022-08-13 11:00 |  | 7.296
2022-08-13 12:00 |  | 6.959
2022-08-13 13:00 |  | 7.752
2022-08-13 14:00 |  | 11.36
2022-08-13 15:00 |  | 13.49
2022-08-13 16:00 |  | 17.59
2022-08-13 17:00 |  | 19.37
2022-08-13 18:00 |  | 12.74
2022-08-13 19:00 |  | 8.555
2022-08-13 20:00 |  | 5.061
2022-08-13 21:00 |  | 9
2022-08-13 22:00 |  | 17.38
2022-08-13 23:00 |  | 19.52
2022-08-14 |  | 20.81
2022-08-14 01:00 |  | 24.39
2022-08-14 02:00 |  | 24.15
2022-08-14 03:00 |  | 21.6
2022-08-14 04:00 |  | 16.79
2022-08-14 05:00 |  | 13.14
2022-08-14 06:00 |  | 12.2
2022-08-14 07:00 |  | 12.39
2022-08-14 08:00 |  | 12.7
2022-08-14 09:00 |  | 14.06
2022-08-14 10:00 |  | 18.56
2022-08-14 11:00 |  | 22.38
2022-08-14 12:00 |  | 24.75
2022-08-14 13:00 |  | 24.26
2022-08-14 14:00 |  | 22.54
2022-08-14 15:00 |  | 23.43
2022-08-14 16:00 |  | 21.5
2022-08-14 17:00 |  | 20
2022-08-14 18:00 |  | 19.3
2022-08-14 19:00 |  | 19.15
2022-08-14 20:00 |  | 19.18
2022-08-14 21:00 |  | 20.4
2022-08-14 22:00 |  | 21.71
2022-08-14 23:00 |  | 19.62
2022-08-15 |  | 17.95
2022-08-15 01:00 |  | 18.9
2022-08-15 02:00 |  | 18.47
2022-08-15 03:00 |  | 16.28
2022-08-15 04:00 |  | 13.02
2022-08-15 05:00 |  | 11.21
2022-08-15 06:00 |  | 10.38
2022-08-15 07:00 |  | 7.947
2022-08-15 08:00 |  | 7.542
2022-08-15 09:00 |  | 9.199
2022-08-15 10:00 |  | 10.02
2022-08-15 11:00 |  | 9.188
2022-08-15 12:00 |  | 8.046
2022-08-15 13:00 |  | 8.023
2022-08-15 14:00 |  | 8.857
2022-08-15 15:00 |  | 9.714
2022-08-15 16:00 |  | 11.56
2022-08-15 17:00 |  | 10.55
2022-08-15 18:00 |  | 9.221
2022-08-15 19:00 |  | 9.002
2022-08-15 20:00 |  | 7.289
2022-08-15 21:00 |  | 6.983
2022-08-15 22:00 |  | 4.722
2022-08-15 23:00 |  | 3
2022-08-16 |  | 2
2022-08-16 01:00 |  | 2
2022-08-16 02:00 |  | 2.732
2022-08-16 03:00 |  | 2.167
2022-08-16 04:00 |  | 2
2022-08-16 05:00 |  | 2
2022-08-16 06:00 |  | 2
2022-08-16 07:00 |  | 2
2022-08-16 08:00 |  | 2
2022-08-16 09:00 |  | 2
2022-08-16 10:00 |  | 2.222
2022-08-16 11:00 |  |  | 2.e
2022-08-16 12:00 |  |  | 2.e
2022-08-16 13:00 |  | 6
2022-08-16 14:00 |  | 5
2022-08-16 15:00 |  | 4
2022-08-16 16:00 |  | 8
2022-08-16 17:00 |  | 12.3
2022-08-16 18:00 |  | 27
2022-08-16 19:00 |  | 31.77
2022-08-16 20:00 |  | 40.45
2022-08-16 21:00 |  | 54
2022-08-16 22:00 |  | 69
2022-08-16 23:00 |  | 79.6
2022-08-17 |  | 83.7
2022-08-17 01:00 |  | 80.56
2022-08-17 02:00 |  | 66.8
2022-08-17 03:00 |  | 51
2022-08-17 04:00 |  | 36.83
2022-08-17 05:00 |  | 28.12
2022-08-17 06:00 |  | 20.62
2022-08-17 07:00 |  | 18.87
2022-08-17 08:00 |  | 18.76
2022-08-17 09:00 |  | 19.17
2022-08-17 10:00 |  | 21.09
2022-08-17 11:00 |  | 20.02
2022-08-17 12:00 |  | 17.83
2022-08-17 13:00 |  | 16.21
2022-08-17 14:00 |  | 17.22
2022-08-17 15:00 |  | 17.68
2022-08-17 16:00 |  | 15.72
2022-08-17 17:00 |  | 15.09
2022-08-17 18:00 |  | 20.27
2022-08-17 19:00 |  | 27.4
2022-08-17 20:00 |  | 33.71
2022-08-17 21:00 |  | 36.02
2022-08-17 22:00 |  | 33.64
2022-08-17 23:00 |  | 33.37
2022-08-18 |  | 55
2022-08-18 01:00 |  | 52.9
2022-08-18 02:00 |  | 54.66
2022-08-18 03:00 |  | 46.07
2022-08-18 04:00 |  | 33.97
2022-08-18 05:00 |  | 26.02
2022-08-18 06:00 |  | 25.92
2022-08-18 07:00 |  | 36
2022-08-18 08:00 |  | 34.51
2022-08-18 09:00 |  | 31.96
2022-08-18 10:00 |  | 24.6
2022-08-18 11:00 |  | 19.22
2022-08-18 12:00 |  | 15.11
2022-08-18 13:00 |  | 11.67
2022-08-18 14:00 |  | 9.445
2022-08-18 15:00 |  | 10.59
2022-08-18 16:00 |  | 28
2022-08-18 17:00 |  | 23.82
2022-08-18 18:00 |  | 29.23
2022-08-18 19:00 |  | 35.25
2022-08-18 20:00 |  | 35.63
2022-08-18 21:00 |  | 30.78
2022-08-18 22:00 |  | 24.86
2022-08-18 23:00 |  | 21.11
2022-08-19 |  | 17.72
2022-08-19 01:00 |  | 15.18
2022-08-19 02:00 |  | 13.22
2022-08-19 03:00 |  | 12.58
2022-08-19 04:00 |  | 13.06
2022-08-19 05:00 |  | 15.1
2022-08-19 06:00 |  | 17.92
2022-08-19 07:00 |  | 20.11
2022-08-19 08:00 |  | 20.08
2022-08-19 09:00 |  | 18.12
2022-08-19 10:00 |  | 18.75
2022-08-19 11:00 |  | 21.29
2022-08-19 12:00 |  | 21.09
2022-08-19 13:00 |  | 21.12
2022-08-19 14:00 |  | 21.95
2022-08-19 15:00 |  | 23.63
2022-08-19 16:00 |  | 22.16
2022-08-19 17:00 |  | 22.29
2022-08-19 18:00 |  | 27.79
2022-08-19 19:00 |  | 34.84
2022-08-19 20:00 |  | 38.08
2022-08-19 21:00 |  | 34.97
2022-08-19 22:00 |  | 58
2022-08-19 23:00 |  | 52
2022-08-20 |  | 49.43
2022-08-20 01:00 |  | 39.03
2022-08-20 02:00 |  | 29.48
2022-08-20 03:00 |  | 22.57
2022-08-20 04:00 |  | 17.87
2022-08-20 05:00 |  | 13.99
2022-08-20 06:00 |  | 10.6
2022-08-20 07:00 |  | 9.728
2022-08-20 08:00 |  | 8.676
2022-08-20 09:00 |  | 8.963
2022-08-20 10:00 |  | 9.674
2022-08-20 11:00 |  | 11.35
2022-08-20 12:00 |  | 12.3
2022-08-20 13:00 |  | 12.48
2022-08-20 14:00 |  | 13.09
2022-08-20 15:00 |  | 14.36
2022-08-20 16:00 |  | 15.48
2022-08-20 17:00 |  | 18.97
2022-08-20 18:00 |  | 21.11
2022-08-20 19:00 |  | 23.54
2022-08-20 20:00 |  | 24.27
2022-08-20 21:00 |  | 24.09
2022-08-20 22:00 |  | 20.48
2022-08-20 23:00 |  | 17
2022-08-21 |  | 15.15
2022-08-21 01:00 |  | 24.96
2022-08-21 02:00 |  | 55.11
2022-08-21 03:00 |  | 45.41
2022-08-21 04:00 |  | 31.56
2022-08-21 05:00 |  | 23.35
2022-08-21 06:00 |  | 16.82
2022-08-21 07:00 |  | 12.48
2022-08-21 08:00 |  | 11
2022-08-21 09:00 |  | 8.373
2022-08-21 10:00 |  | 10.13
2022-08-21 11:00 |  | 10.31
2022-08-21 12:00 |  | 11.58
2022-08-21 13:00 |  | 12.02
2022-08-21 14:00 |  | 12.21
2022-08-21 15:00 |  | 15.01
2022-08-21 16:00 |  | 15.15
2022-08-21 17:00 |  | 15.72
2022-08-21 18:00 |  | 18.68
2022-08-21 19:00 |  | 24.75
2022-08-21 20:00 |  | 29.06
2022-08-21 21:00 |  | 30.59
2022-08-21 22:00 |  | 35.41
2022-08-21 23:00 |  | 34.73
2022-08-22 |  | 32.58
2022-08-22 01:00 |  | 26.11
2022-08-22 02:00 |  | 22.04
2022-08-22 03:00 |  | 20.5
2022-08-22 04:00 |  | 20.11
2022-08-22 05:00 |  | 24.28
2022-08-22 06:00 |  | 29.62
2022-08-22 07:00 |  | 34.83
2022-08-22 08:00 |  | 41.55
2022-08-22 09:00 |  | 45.84
2022-08-22 10:00 |  | 43.73
2022-08-22 11:00 |  | 40.42
2022-08-22 12:00 |  | 39.73
2022-08-22 13:00 |  | 38.74
2022-08-22 14:00 |  | 38.62
2022-08-22 15:00 |  | 39.36
2022-08-22 16:00 |  | 39.9
2022-08-22 17:00 |  | 44.09
2022-08-22 18:00 |  | 45.81
2022-08-22 19:00 |  | 48.08
2022-08-22 20:00 |  | 47.69
2022-08-22 21:00 |  | 42.29
2022-08-22 22:00 |  | 38.9
2022-08-22 23:00 |  | 38.33
2022-08-23 |  | 38.91
2022-08-23 01:00 |  | 41.22
2022-08-23 02:00 |  | 43.32
2022-08-23 03:00 |  | 44.49
2022-08-23 04:00 |  | 42.22
2022-08-23 05:00 |  | 38.71
2022-08-23 06:00 |  | 35.17
2022-08-23 07:00 |  | 33.81
2022-08-23 08:00 |  | 35.14
2022-08-23 09:00 |  | 38.21
2022-08-23 10:00 |  | 37.88
2022-08-23 11:00 |  | 38.09
2022-08-23 12:00 |  | 38.52
2022-08-23 13:00 |  | 36.63
2022-08-23 14:00 |  | 32.23
2022-08-23 15:00 |  | 29.75
2022-08-23 16:00 |  | 30.73
2022-08-23 17:00 |  | 35.83
2022-08-23 18:00 |  | 48.98
2022-08-23 19:00 |  | 66.34
2022-08-23 20:00 |  | 89.23
2022-08-23 21:00 |  | 101.5
2022-08-23 22:00 |  | 101.6
2022-08-23 23:00 |  | 95.3
2022-08-24 |  | 100.1
2022-08-24 01:00 |  | 98.8
2022-08-24 02:00 |  | 82.65
2022-08-24 03:00 |  | 63.17
2022-08-24 04:00 |  | 42.48
2022-08-24 05:00 |  | 28.63
2022-08-24 06:00 |  | 22.56
2022-08-24 07:00 |  | 20.19
2022-08-24 08:00 |  | 21.99
2022-08-24 09:00 |  | 22.93
2022-08-24 10:00 |  | 24.97
2022-08-24 11:00 |  | 25.68
2022-08-24 12:00 |  | 25.56
2022-08-24 13:00 |  | 23.36
2022-08-24 14:00 |  | 20.86
2022-08-24 15:00 |  | 19.56
2022-08-24 16:00 |  | 20.26
2022-08-24 17:00 |  | 24.95
2022-08-24 18:00 |  | 27.18
2022-08-24 19:00 |  | 28.98
2022-08-24 20:00 |  | 30.61
2022-08-24 21:00 |  | 29.92
2022-08-24 22:00 |  | 31.68
2022-08-24 23:00 |  | 34.88
2022-08-25 |  | 35.23
2022-08-25 01:00 |  | 30.45
2022-08-25 02:00 |  | 24.51
2022-08-25 03:00 |  | 21.32
2022-08-25 04:00 |  | 17.07
2022-08-25 05:00 |  | 16.38
2022-08-25 06:00 |  | 16.04
2022-08-25 07:00 |  | 19.32
2022-08-25 08:00 |  | 19.2
2022-08-25 09:00 |  | 23.54
2022-08-25 10:00 |  | 22.78
2022-08-25 11:00 |  | 21.26
2022-08-25 12:00 |  | 23.57
2022-08-25 13:00 |  | 26.87
2022-08-25 14:00 |  | 26.98
2022-08-25 15:00 |  | 26.1
2022-08-25 16:00 |  | 27.44
2022-08-25 17:00 |  | 33.29
2022-08-25 18:00 |  | 36.55
2022-08-25 19:00 |  | 36.47
2022-08-25 20:00 |  | 35.16
2022-08-25 21:00 |  | 32.53
2022-08-25 22:00 |  | 32.92
2022-08-25 23:00 |  | 32.81
2022-08-26 |  | 31.25
2022-08-26 01:00 |  | 32.51
2022-08-26 02:00 |  | 31.96
2022-08-26 03:00 |  | 30.86
2022-08-26 04:00 |  | 24.98
2022-08-26 05:00 |  | 18.02
2022-08-26 06:00 |  | 17.54
2022-08-26 07:00 |  | 23.21
2022-08-26 08:00 |  | 24.51
2022-08-26 09:00 |  | 25.36
2022-08-26 10:00 |  | 25.17
2022-08-26 11:00 |  | 25.12
2022-08-26 12:00 |  | 22.76
2022-08-26 13:00 |  | 20.85
2022-08-26 14:00 |  | 20.1
2022-08-26 15:00 |  | 17.95
2022-08-26 16:00 |  | 18.35
2022-08-26 17:00 |  | 23.27
2022-08-26 18:00 |  | 25.2
2022-08-26 19:00 |  | 27.78
2022-08-26 20:00 |  | 30.08
2022-08-26 21:00 |  | 47
2022-08-26 22:00 |  | 62.56
2022-08-26 23:00 |  | 66.79
2022-08-27 |  | 54.61
2022-08-27 01:00 |  | 46.45
2022-08-27 02:00 |  | 39.95
2022-08-27 03:00 |  | 38.26
2022-08-27 04:00 |  | 32.97
2022-08-27 05:00 |  | 31.97
2022-08-27 06:00 |  | 31.98
2022-08-27 07:00 |  | 34.7
2022-08-27 08:00 |  | 37.67
2022-08-27 09:00 |  | 36.03
2022-08-27 10:00 |  | 32.55
2022-08-27 11:00 |  | 34.15
2022-08-27 12:00 |  | 35.8
2022-08-27 13:00 |  | 31.72
2022-08-27 14:00 |  | 28.21
2022-08-27 15:00 |  | 25.3
2022-08-27 16:00 |  | 25.36
2022-08-27 17:00 |  | 26.66
2022-08-27 18:00 |  | 25.28
2022-08-27 19:00 |  | 22.87
2022-08-27 20:00 |  | 24.44
2022-08-27 21:00 |  | 26.74
2022-08-27 22:00 |  | 28.88
2022-08-27 23:00 |  | 26.11
2022-08-28 |  | 23.54
2022-08-28 01:00 |  | 22.24
2022-08-28 02:00 |  | 20.36
2022-08-28 03:00 |  | 16.82
2022-08-28 04:00 |  | 14.59
2022-08-28 05:00 |  | 12.64
2022-08-28 06:00 |  | 11.14
2022-08-28 07:00 |  | 11.71
2022-08-28 08:00 |  | 13.92
2022-08-28 09:00 |  | 14.93
2022-08-28 10:00 |  | 14.96
2022-08-28 11:00 |  | 14.64
2022-08-28 12:00 |  | 11.57
2022-08-28 13:00 |  | 11.02
2022-08-28 14:00 |  | 11.36
2022-08-28 15:00 |  | 11.71
2022-08-28 16:00 |  | 15.04
2022-08-28 17:00 |  | 19.49
2022-08-28 18:00 |  | 24.32
2022-08-28 19:00 |  | 40.03
2022-08-28 20:00 |  | 55.51
2022-08-28 21:00 |  | 53.02
2022-08-28 22:00 |  | 41.67
2022-08-28 23:00 |  | 33.51
2022-08-29 |  | 28.15
2022-08-29 01:00 |  | 27.65
2022-08-29 02:00 |  | 28.42
2022-08-29 03:00 |  | 28.38
2022-08-29 04:00 |  | 28.95
2022-08-29 05:00 |  | 29.71
2022-08-29 06:00 |  | 29.5
2022-08-29 07:00 |  | 32.71
2022-08-29 08:00 |  | 41.92
2022-08-29 09:00 |  | 51.1
2022-08-29 10:00 |  | 55.3
2022-08-29 11:00 |  | 49.52
2022-08-29 12:00 |  | 51.68
2022-08-29 13:00 |  | 52.01
2022-08-29 14:00 |  | 44.11
2022-08-29 15:00 |  | 48.83
2022-08-29 16:00 |  | 60.37
2022-08-29 17:00 |  | 77.89
2022-08-29 18:00 |  | 91.8
2022-08-29 19:00 |  | 106.6
2022-08-29 20:00 |  | 96.47
2022-08-29 21:00 |  | 78.05
2022-08-29 22:00 |  | 64.13
2022-08-29 23:00 |  | 54.97
2022-08-30 |  | 52.52
2022-08-30 01:00 |  | 48.16
2022-08-30 02:00 |  | 40.19
2022-08-30 03:00 |  | 34.16
2022-08-30 04:00 |  | 30.49
2022-08-30 05:00 |  | 27.93
2022-08-30 06:00 |  | 27.17
2022-08-30 07:00 |  | 27.99
2022-08-30 08:00 |  | 27.86
2022-08-30 09:00 |  | 27.04
2022-08-30 10:00 |  | 25.84
2022-08-30 11:00 |  | 26.71
2022-08-30 12:00 |  | 27.15
2022-08-30 13:00 |  | 24.68
2022-08-30 14:00 |  | 23.71
2022-08-30 15:00 |  | 22.48
2022-08-30 16:00 |  | 24.05
2022-08-30 17:00 |  | 26.89
2022-08-30 18:00 |  | 36
2022-08-30 19:00 |  | 53
2022-08-30 20:00 |  | 63.47
2022-08-30 21:00 |  | 71.47
2022-08-30 22:00 |  | 76.42
2022-08-30 23:00 |  | 78.31
2022-08-31 |  | 77.38
2022-08-31 01:00 |  | 74.61
2022-08-31 02:00 |  | 71.3
2022-08-31 03:00 |  | 65.85
2022-08-31 04:00 |  | 61.69
2022-08-31 05:00 |  | 55.05
2022-08-31 06:00 |  | 45.73
2022-08-31 07:00 |  | 42.89
2022-08-31 08:00 |  | 45.97
2022-08-31 09:00 |  | 51.31
2022-08-31 10:00 |  | 52.79
2022-08-31 11:00 |  | 45.66
2022-08-31 12:00 |  | 40.13
2022-08-31 13:00 |  | 33.62
2022-08-31 14:00 |  | 26.71
2022-08-31 15:00 |  | 23.79
2022-08-31 16:00 |  | 21.57
2022-08-31 17:00 |  | 27.18
2022-08-31 18:00 |  | 38.15
2022-08-31 19:00 |  | 59.06
2022-08-31 20:00 |  | 78.56
2022-08-31 21:00 |  | 74.15
2022-08-31 22:00 |  | 63.28
2022-08-31 23:00 |  | 51.37
2022-09-01 |  | 41.71
2022-09-01 01:00 |  | 33.11
2022-09-01 02:00 |  | 25.24
2022-09-01 03:00 |  | 20.38
2022-09-01 04:00 |  | 17.55
2022-09-01 05:00 |  | 14.16
2022-09-01 06:00 |  | 12.11
2022-09-01 07:00 |  | 11.69
2022-09-01 08:00 |  | 14.6
2022-09-01 09:00 |  | 21.83
2022-09-01 10:00 |  | 27.24
2022-09-01 11:00 |  | 30.35
2022-09-01 12:00 |  | 34.66
2022-09-01 13:00 |  | 42.01
2022-09-01 14:00 |  | 43.23
2022-09-01 15:00 |  | 40.44
2022-09-01 16:00 |  | 39.12
2022-09-01 17:00 |  | 38.8
2022-09-01 18:00 |  | 41.09
2022-09-01 19:00 |  | 40.89
2022-09-01 20:00 |  | 37.93
2022-09-01 21:00 |  | 38.43
2022-09-01 22:00 |  | 37.61
2022-09-01 23:00 |  | 38.6
2022-09-02 |  | 34.49
2022-09-02 01:00 |  | 28.31
2022-09-02 02:00 |  | 25.26
2022-09-02 03:00 |  | 20.22
2022-09-02 04:00 |  | 20
2022-09-02 05:00 |  | 16.92
2022-09-02 06:00 |  | 15.88
2022-09-02 07:00 |  | 17.78
2022-09-02 08:00 |  | 18.85
2022-09-02 09:00 |  | 17.86
2022-09-02 10:00 |  | 18.04
2022-09-02 11:00 |  | 21.89
2022-09-02 12:00 |  | 30.01
2022-09-02 13:00 |  | 35.15
2022-09-02 14:00 |  | 37.21
2022-09-02 15:00 |  | 40.15
2022-09-02 16:00 |  | 49.94
2022-09-02 17:00 |  | 47.81
2022-09-02 18:00 |  | 57.69
2022-09-02 19:00 |  | 81.87
2022-09-02 20:00 |  | 78.5
2022-09-02 21:00 |  | 63.82
2022-09-02 22:00 |  | 59.71
2022-09-02 23:00 |  | 58.1
2022-09-03 |  | 58.77
2022-09-03 01:00 |  | 52.61
2022-09-03 02:00 |  | 44.17
2022-09-03 03:00 |  | 35.12
2022-09-03 04:00 |  | 27.84
2022-09-03 05:00 |  | 24.01
2022-09-03 06:00 |  | 22.39
2022-09-03 07:00 |  | 21.34
2022-09-03 08:00 |  | 19.92
2022-09-03 09:00 |  | 19.71
2022-09-03 10:00 |  | 21.76
2022-09-03 11:00 |  | 26.74
2022-09-03 12:00 |  | 34.27
2022-09-03 13:00 |  | 42.56
2022-09-03 14:00 |  | 36.24
2022-09-03 15:00 |  | 31.1
2022-09-03 16:00 |  | 28.2
2022-09-03 17:00 |  | 28.45
2022-09-03 18:00 |  | 32.88
2022-09-03 19:00 |  | 38.92
2022-09-03 20:00 |  | 42.42
2022-09-03 21:00 |  | 43.48
2022-09-03 22:00 |  | 39.42
2022-09-03 23:00 |  | 35.34
2022-09-04 |  | 30.62
2022-09-04 01:00 |  | 29.1
2022-09-04 02:00 |  | 24.18
2022-09-04 03:00 |  | 19.39
2022-09-04 04:00 |  | 15.48
2022-09-04 05:00 |  | 13.6
2022-09-04 06:00 |  | 12.39
2022-09-04 07:00 |  | 12.28
2022-09-04 08:00 |  | 12.24
2022-09-04 09:00 |  | 13.91
2022-09-04 10:00 |  | 14.45
2022-09-04 11:00 |  | 14.88
2022-09-04 12:00 |  | 17.15
2022-09-04 13:00 |  | 19.78
2022-09-04 14:00 |  | 19.8
2022-09-04 15:00 |  | 18.48
2022-09-04 16:00 |  | 19.46
2022-09-04 17:00 |  | 26.2
2022-09-04 18:00 |  | 30.75
2022-09-04 19:00 |  | 37.97
2022-09-04 20:00 |  | 38.97
2022-09-04 21:00 |  | 34.16
2022-09-04 22:00 |  | 29.55
2022-09-04 23:00 |  | 25.53
2022-09-05 |  | 23.65
2022-09-05 01:00 |  | 24.52
2022-09-05 02:00 |  | 24.29
2022-09-05 03:00 |  | 21.22
2022-09-05 04:00 |  | 19.27
2022-09-05 05:00 |  | 21.12
2022-09-05 06:00 |  | 26.37
2022-09-05 07:00 |  | 34.94
2022-09-05 08:00 |  | 39.92
2022-09-05 09:00 |  | 36.79
2022-09-05 10:00 |  | 39.66
2022-09-05 11:00 |  | 51.53
2022-09-05 12:00 |  | 51.33
2022-09-05 13:00 |  | 48.97
2022-09-05 14:00 |  | 47.67
2022-09-05 15:00 |  | 48.82
2022-09-05 16:00 |  | 46.68
2022-09-05 17:00 |  | 45.82
2022-09-05 18:00 |  | 57.45
2022-09-05 19:00 |  | 88.7
2022-09-05 20:00 |  | 129
2022-09-05 21:00 |  | 166.5
2022-09-05 22:00 |  | 165.3
2022-09-05 23:00 |  | 148.2
2022-09-06 |  | 143.5
2022-09-06 01:00 |  | 144.8
2022-09-06 02:00 |  | 125.1
2022-09-06 03:00 |  | 104.2
2022-09-06 04:00 |  | 84.71
2022-09-06 05:00 |  | 65.55
2022-09-06 06:00 |  | 53.8
2022-09-06 07:00 |  | 52.32
2022-09-06 08:00 |  | 59.84
2022-09-06 09:00 |  | 64.23
2022-09-06 10:00 |  | 66.92
2022-09-06 11:00 |  |  | 2.e
2022-09-06 12:00 |  | 81.55
2022-09-06 13:00 |  | 69.55
2022-09-06 14:00 |  | 56.59
2022-09-06 15:00 |  | 56.31
2022-09-06 16:00 |  | 63.27
2022-09-06 17:00 |  | 66.65
2022-09-06 18:00 |  | 63.93
2022-09-06 19:00 |  | 67.09
2022-09-06 20:00 |  | 56.08
2022-09-06 21:00 |  | 43.21
2022-09-06 22:00 |  | 30.69
2022-09-06 23:00 |  | 23.59
2022-09-07 |  | 20.31
2022-09-07 01:00 |  | 16.61
2022-09-07 02:00 |  | 14.51
2022-09-07 03:00 |  | 11.8
2022-09-07 04:00 |  | 9.621
2022-09-07 05:00 |  | 9.123
2022-09-07 06:00 |  | 8.819
2022-09-07 07:00 |  | 9.258
2022-09-07 08:00 |  | 11.79
2022-09-07 09:00 |  | 18.93
2022-09-07 10:00 |  | 23.21
2022-09-07 11:00 |  | 19.95
2022-09-07 12:00 |  | 16.56
2022-09-07 13:00 |  | 13.73
2022-09-07 14:00 |  | 17.19
2022-09-07 15:00 |  | 20.84
2022-09-07 16:00 |  | 21.74
2022-09-07 17:00 |  | 23.39
2022-09-07 18:00 |  | 23.91
2022-09-07 19:00 |  | 22.16
2022-09-07 20:00 |  | 21.92
2022-09-07 21:00 |  | 21.28
2022-09-07 22:00 |  | 23.7
2022-09-07 23:00 |  | 27.44
2022-09-08 |  | 34.35
2022-09-08 01:00 |  | 45.96
2022-09-08 02:00 |  | 49.77
2022-09-08 03:00 |  | 48.69
2022-09-08 04:00 |  | 47.56
2022-09-08 05:00 |  | 45.25
2022-09-08 06:00 |  | 40.92
2022-09-08 07:00 |  | 39.86
2022-09-08 08:00 |  | 43.95
2022-09-08 09:00 |  | 38.92
2022-09-08 10:00 |  | 37.78
2022-09-08 11:00 |  | 34.44
2022-09-08 12:00 |  | 27.31
2022-09-08 13:00 |  | 23.25
2022-09-08 14:00 |  | 19.25
2022-09-08 15:00 |  | 17.05
2022-09-08 16:00 |  | 16.89
2022-09-08 17:00 |  | 21.9
2022-09-08 18:00 |  | 31.09
2022-09-08 19:00 |  | 42.11
2022-09-08 20:00 |  | 48.89
2022-09-08 21:00 |  | 47.46
2022-09-08 22:00 |  | 36.77
2022-09-08 23:00 |  | 25.16
2022-09-09 |  | 20.6
2022-09-09 01:00 |  | 16.84
2022-09-09 02:00 |  | 16.6
2022-09-09 03:00 |  | 26
2022-09-09 04:00 |  | 23.16
2022-09-09 05:00 |  | 18.87
2022-09-09 06:00 |  | 14.87
2022-09-09 07:00 |  | 19
2022-09-09 08:00 |  | 22.68
2022-09-09 09:00 |  | 28.9
2022-09-09 10:00 |  | 27.18
2022-09-09 11:00 |  | 25.61
2022-09-09 12:00 |  | 25.68
2022-09-09 13:00 |  | 20.94
2022-09-09 14:00 |  | 16.06
2022-09-09 15:00 |  | 17.41
2022-09-09 16:00 |  | 18.53
2022-09-09 17:00 |  | 23.16
2022-09-09 18:00 |  | 26.38
2022-09-09 19:00 |  | 27.03
2022-09-09 20:00 |  | 27.06
2022-09-09 21:00 |  | 25.92
2022-09-09 22:00 |  | 24.65
2022-09-09 23:00 |  | 25.07
2022-09-10 |  | 23.37
2022-09-10 01:00 |  | 19.87
2022-09-10 02:00 |  | 20.24
2022-09-10 03:00 |  | 17.95
2022-09-10 04:00 |  | 13.94
2022-09-10 05:00 |  | 10.38
2022-09-10 06:00 |  | 10.02
2022-09-10 07:00 |  | 9.974
2022-09-10 08:00 |  | 8.236
2022-09-10 09:00 |  | 8.584
2022-09-10 10:00 |  | 11.42
2022-09-10 11:00 |  | 13.02
2022-09-10 12:00 |  | 13.87
2022-09-10 13:00 |  | 15.65
2022-09-10 14:00 |  | 15.73
2022-09-10 15:00 |  | 15.01
2022-09-10 16:00 |  | 16.07
2022-09-10 17:00 |  | 17.05
2022-09-10 18:00 |  | 22.25
2022-09-10 19:00 |  | 45.6
2022-09-10 20:00 |  | 62.5
2022-09-10 21:00 |  | 73.91
2022-09-10 22:00 |  | 88.15
2022-09-10 23:00 |  | 95.48
2022-09-11 |  | 102.2
2022-09-11 01:00 |  | 100.9
2022-09-11 02:00 |  | 87.82
2022-09-11 03:00 |  | 65.75
2022-09-11 04:00 |  | 49.06
2022-09-11 05:00 |  | 45.59
2022-09-11 06:00 |  | 42.41
2022-09-11 07:00 |  | 39.62
2022-09-11 08:00 |  | 36.89
2022-09-11 09:00 |  | 37.34
2022-09-11 10:00 |  | 35.28
2022-09-11 11:00 |  | 34.9
2022-09-11 12:00 |  | 36.11
2022-09-11 13:00 |  | 37.14
2022-09-11 14:00 |  | 36.73
2022-09-11 15:00 |  | 34.55
2022-09-11 16:00 |  | 35.91
2022-09-11 17:00 |  | 38.8
2022-09-11 18:00 |  | 40.78
2022-09-11 19:00 |  | 46.48
2022-09-11 20:00 |  | 52.58
2022-09-11 21:00 |  | 56.58
2022-09-11 22:00 |  | 61
2022-09-11 23:00 |  | 71.86
2022-09-12 |  | 74.15
2022-09-12 01:00 |  | 73.93
2022-09-12 02:00 |  | 70.08
2022-09-12 03:00 |  | 63.89
2022-09-12 04:00 |  | 56.12
2022-09-12 05:00 |  | 48.29
2022-09-12 06:00 |  | 41.38
2022-09-12 07:00 |  | 41.8
2022-09-12 08:00 |  |  | 2.b
2022-09-12 09:00 |  |  | 2.b
2022-09-12 10:00 |  |  | 2.b
2022-09-12 11:00 |  |  | 2.b
2022-09-12 12:00 |  |  | 2.b
2022-09-12 13:00 |  |  | 2.e
2022-09-12 14:00 |  | 8.391
2022-09-12 15:00 |  | 15.39
2022-09-12 16:00 |  | 24.42
2022-09-12 17:00 |  | 35.95
2022-09-12 18:00 |  | 52.43
2022-09-12 19:00 |  | 112.9
2022-09-12 20:00 |  | 122.3
2022-09-12 21:00 |  | 106.8
2022-09-12 22:00 |  | 97.98
2022-09-12 23:00 |  | 87.83
2022-09-13 |  | 75.82
2022-09-13 01:00 |  | 68.51
2022-09-13 02:00 |  | 58.83
2022-09-13 03:00 |  | 50.12
2022-09-13 04:00 |  | 48.79
2022-09-13 05:00 |  | 52.2
2022-09-13 06:00 |  | 53.26
2022-09-13 07:00 |  | 59.73
2022-09-13 08:00 |  | 60.66
2022-09-13 09:00 |  | 64.24
2022-09-13 10:00 |  | 65.43
2022-09-13 11:00 |  | 58.34
2022-09-13 12:00 |  | 55.6
2022-09-13 13:00 |  | 53.66
2022-09-13 14:00 |  | 54.46
2022-09-13 15:00 |  | 52.68
2022-09-13 16:00 |  | 55.34
2022-09-13 17:00 |  | 59.93
2022-09-13 18:00 |  | 59.24
2022-09-13 19:00 |  | 73.36
2022-09-13 20:00 |  | 86.4
2022-09-13 21:00 |  | 100.1
2022-09-13 22:00 |  | 112.2
2022-09-13 23:00 |  | 116.8
2022-09-14 |  | 114.8
2022-09-14 01:00 |  | 104.2
2022-09-14 02:00 |  | 88.61
2022-09-14 03:00 |  | 74.62
2022-09-14 04:00 |  | 62.19
2022-09-14 05:00 |  | 55.18
2022-09-14 06:00 |  | 66.5
2022-09-14 07:00 |  | 119.2
2022-09-14 08:00 |  | 140.7
2022-09-14 09:00 |  | 124.2
2022-09-14 10:00 |  | 103.3
2022-09-14 11:00 |  | 85.67
2022-09-14 12:00 |  | 71.12
2022-09-14 13:00 |  | 62.65
2022-09-14 14:00 |  | 54.22
2022-09-14 15:00 |  | 53.04
2022-09-14 16:00 |  | 56.64
2022-09-14 17:00 |  | 58.07
2022-09-14 18:00 |  | 75.11
2022-09-14 19:00 |  | 88.11
2022-09-14 20:00 |  | 92.92
2022-09-14 21:00 |  | 98.12
2022-09-14 22:00 |  | 100.7
2022-09-14 23:00 |  | 86.61
2022-09-15 |  | 70.9
2022-09-15 01:00 |  | 53.91
2022-09-15 02:00 |  | 44.71
2022-09-15 03:00 |  | 37.76
2022-09-15 04:00 |  | 33.41
2022-09-15 05:00 |  | 27.07
2022-09-15 06:00 |  | 23.96
2022-09-15 07:00 |  | 31.02
2022-09-15 08:00 |  | 37.47
2022-09-15 09:00 |  | 43.41
2022-09-15 10:00 |  | 45.27
2022-09-15 11:00 |  | 44.12
2022-09-15 12:00 |  | 38.87
2022-09-15 13:00 |  | 37.93
2022-09-15 14:00 |  | 34.73
2022-09-15 15:00 |  | 35.53
2022-09-15 16:00 |  | 38.56
2022-09-15 17:00 |  | 41.28
2022-09-15 18:00 |  | 43.19
2022-09-15 19:00 |  | 41.71
2022-09-15 20:00 |  | 36.47
2022-09-15 21:00 |  | 29.08
2022-09-15 22:00 |  | 24.88
2022-09-15 23:00 |  | 22.21
2022-09-16 |  | 18.14
2022-09-16 01:00 |  | 16.74
2022-09-16 02:00 |  | 13.63
2022-09-16 03:00 |  | 11.41
2022-09-16 04:00 |  | 10.31
2022-09-16 05:00 |  | 10.02
2022-09-16 06:00 |  | 9.89
2022-09-16 07:00 |  | 9.872
2022-09-16 08:00 |  | 10.61
2022-09-16 09:00 |  | 12.43
2022-09-16 10:00 |  | 14.97
2022-09-16 11:00 |  | 15.71
2022-09-16 12:00 |  | 15
2022-09-16 13:00 |  | 15.06
2022-09-16 14:00 |  | 16.24
2022-09-16 15:00 |  | 18.56
2022-09-16 16:00 |  | 21.38
2022-09-16 17:00 |  | 21.23
2022-09-16 18:00 |  | 22.76
2022-09-16 19:00 |  | 29.51
2022-09-16 20:00 |  | 30.01
2022-09-16 21:00 |  | 24.31
2022-09-16 22:00 |  | 17.51
2022-09-16 23:00 |  | 13.08
2022-09-17 |  | 10.84
2022-09-17 01:00 |  | 10.97
2022-09-17 02:00 |  | 10.61
2022-09-17 03:00 |  | 10.42
2022-09-17 04:00 |  | 7.896
2022-09-17 05:00 |  | 6.594
2022-09-17 06:00 |  | 6.729
2022-09-17 07:00 |  | 5.699
2022-09-17 08:00 |  | 3.885
2022-09-17 09:00 |  | 5
2022-09-17 10:00 |  | 5
2022-09-17 11:00 |  | 8
2022-09-17 12:00 |  | 9
2022-09-17 13:00 |  | 8
2022-09-17 14:00 |  | 9
2022-09-17 15:00 |  | 10
2022-09-17 16:00 |  | 11.02
2022-09-17 17:00 |  | 15.28
2022-09-17 18:00 |  | 18.44
2022-09-17 19:00 |  | 38
2022-09-17 20:00 |  | 31.6
2022-09-17 21:00 |  | 30.96
2022-09-17 22:00 |  | 25.32
2022-09-17 23:00 |  | 21.95
2022-09-18 |  | 23.19
2022-09-18 01:00 |  | 24.95
2022-09-18 02:00 |  | 20.76
2022-09-18 03:00 |  | 16.98
2022-09-18 04:00 |  | 12.92
2022-09-18 05:00 |  | 17
2022-09-18 06:00 |  | 15.75
2022-09-18 07:00 |  | 16.21
2022-09-18 08:00 |  | 29
2022-09-18 09:00 |  | 29
2022-09-18 10:00 |  | 24.86
2022-09-18 11:00 |  | 18.16
2022-09-18 12:00 |  | 13.14
2022-09-18 13:00 |  | 11.07
2022-09-18 14:00 |  | 10.86
2022-09-18 15:00 |  | 9.708
2022-09-18 16:00 |  | 8.847
2022-09-18 17:00 |  | 13.34
2022-09-18 18:00 |  | 14.31
2022-09-18 19:00 |  | 32
2022-09-18 20:00 |  | 55
2022-09-18 21:00 |  | 56.95
2022-09-18 22:00 |  | 56.33
2022-09-18 23:00 |  | 40.59
2022-09-19 |  | 32.92
2022-09-19 01:00 |  | 29.2
2022-09-19 02:00 |  | 24.13
2022-09-19 03:00 |  | 18.03
2022-09-19 04:00 |  | 14.35
2022-09-19 05:00 |  | 11.16
2022-09-19 06:00 |  | 9.069
2022-09-19 07:00 |  | 10.34
2022-09-19 08:00 |  | 16.02
2022-09-19 09:00 |  | 22.78
2022-09-19 10:00 |  | 19.86
2022-09-19 11:00 |  | 15.81
2022-09-19 12:00 |  | 11.55
2022-09-19 13:00 |  | 10.87
2022-09-19 14:00 |  | 8.315
2022-09-19 15:00 |  | 7.305
2022-09-19 16:00 |  | 8.457
2022-09-19 17:00 |  | 11.09
2022-09-19 18:00 |  | 12.75
2022-09-19 19:00 |  | 17.1
2022-09-19 20:00 |  | 19.4
2022-09-19 21:00 |  | 22.66
2022-09-19 22:00 |  | 22.8
2022-09-19 23:00 |  | 20.11
2022-09-20 |  | 19.78
2022-09-20 01:00 |  | 23.48
2022-09-20 02:00 |  | 21.83
2022-09-20 03:00 |  | 17.6
2022-09-20 04:00 |  | 16
2022-09-20 05:00 |  | 15
2022-09-20 06:00 |  | 14.98
2022-09-20 07:00 |  | 24
2022-09-20 08:00 |  | 32.39
2022-09-20 09:00 |  | 35.3
2022-09-20 10:00 |  | 32.86
2022-09-20 11:00 |  | 28.27
2022-09-20 12:00 |  | 23.78
2022-09-20 13:00 |  | 20.42
2022-09-20 14:00 |  | 17.23
2022-09-20 15:00 |  | 20.02
2022-09-20 16:00 |  | 20.57
2022-09-20 17:00 |  | 28.82
2022-09-20 18:00 |  | 30.31
2022-09-20 19:00 |  | 32.48
2022-09-20 20:00 |  | 25.41
2022-09-20 21:00 |  | 20.53
2022-09-20 22:00 |  | 17.96
2022-09-20 23:00 |  | 15.47
2022-09-21 |  | 10.89
2022-09-21 01:00 |  | 12.79
2022-09-21 02:00 |  | 13.77
2022-09-21 03:00 |  | 14.78
2022-09-21 04:00 |  | 16.21
2022-09-21 05:00 |  | 15.98
2022-09-21 06:00 |  | 17.81
2022-09-21 07:00 |  | 21.18
2022-09-21 08:00 |  | 23.89
2022-09-21 09:00 |  | 26.58
2022-09-21 10:00 |  | 29.16
2022-09-21 11:00 |  | 27.55
2022-09-21 12:00 |  | 27.28
2022-09-21 13:00 |  |  | 2.b
2022-09-21 14:00 |  |  | 2.b
2022-09-21 15:00 |  |  | 2.b
2022-09-21 16:00 |  |  | 2.b
2022-09-21 17:00 |  |  | 2.b
2022-09-21 18:00 |  |  | 2.b
2022-09-21 19:00 |  |  | 2.b
2022-09-21 20:00 |  |  | 2.b
2022-09-21 21:00 |  |  | 2.b
2022-09-21 22:00 |  |  | 2.b
2022-09-21 23:00 |  |  | 2.b
2022-09-22 |  |  | 2.b
2022-09-22 01:00 |  |  | 2.b
2022-09-22 02:00 |  |  | 2.b
2022-09-22 03:00 |  |  | 2.b
2022-09-22 04:00 |  |  | 2.b
2022-09-22 05:00 |  |  | 2.b
2022-09-22 06:00 |  |  | 2.b
2022-09-22 07:00 |  |  | 2.b
2022-09-22 08:00 |  |  | 2.b
2022-09-22 09:00 |  |  | 2.b
2022-09-22 10:00 |  |  | 2.e
2022-09-22 11:00 |  | 9.961
2022-09-22 12:00 |  | 18.95
2022-09-22 13:00 |  | 20.05
2022-09-22 14:00 |  | 18.95
2022-09-22 15:00 |  | 17.99
2022-09-22 16:00 |  | 18.27
2022-09-22 17:00 |  | 20.62
2022-09-22 18:00 |  | 23.23
2022-09-22 19:00 |  | 32.93
2022-09-22 20:00 |  | 42.64
2022-09-22 21:00 |  | 47.49
2022-09-22 22:00 |  | 43.25
2022-09-22 23:00 |  | 36.09
2022-09-23 |  | 29.69
2022-09-23 01:00 |  | 22.39
2022-09-23 02:00 |  | 17.36
2022-09-23 03:00 |  | 17.19
2022-09-23 04:00 |  | 17.61
2022-09-23 05:00 |  | 18.82
2022-09-23 06:00 |  | 23.67
2022-09-23 07:00 |  | 30.22
2022-09-23 08:00 |  | 43.03
2022-09-23 09:00 |  | 49.56
2022-09-23 10:00 |  | 45.02
2022-09-23 11:00 |  | 35.62
2022-09-23 12:00 |  | 26.86
2022-09-23 13:00 |  | 19.42
2022-09-23 14:00 |  | 15.24
2022-09-23 15:00 |  | 14.45
2022-09-23 16:00 |  | 13.39
2022-09-23 17:00 |  | 12.7
2022-09-23 18:00 |  | 18.19
2022-09-23 19:00 |  | 23.88
2022-09-23 20:00 |  | 26.26
2022-09-23 21:00 |  | 27.34
2022-09-23 22:00 |  | 27.39
2022-09-23 23:00 |  | 25.48
2022-09-24 |  | 25.97
2022-09-24 01:00 |  | 25.25
2022-09-24 02:00 |  | 23.64
2022-09-24 03:00 |  | 22.06
2022-09-24 04:00 |  | 17.03
2022-09-24 05:00 |  | 13.81
2022-09-24 06:00 |  | 14.04
2022-09-24 07:00 |  | 17.24
2022-09-24 08:00 |  | 19.63
2022-09-24 09:00 |  | 24.57
2022-09-24 10:00 |  | 22.83
2022-09-24 11:00 |  | 20.52
2022-09-24 12:00 |  | 20.16
2022-09-24 13:00 |  | 19.15
2022-09-24 14:00 |  | 16.07
2022-09-24 15:00 |  | 12.43
2022-09-24 16:00 |  | 12.02
2022-09-24 17:00 |  | 15.05
2022-09-24 18:00 |  | 17.67
2022-09-24 19:00 |  | 29.79
2022-09-24 20:00 |  | 56.35
2022-09-24 21:00 |  | 59.23
2022-09-24 22:00 |  | 51.8
2022-09-24 23:00 |  | 42.79
2022-09-25 |  | 42.4
2022-09-25 01:00 |  | 40.66
2022-09-25 02:00 |  | 35.03
2022-09-25 03:00 |  | 30.04
2022-09-25 04:00 |  | 26.26
2022-09-25 05:00 |  | 25.27
2022-09-25 06:00 |  | 22.95
2022-09-25 07:00 |  | 21.61
2022-09-25 08:00 |  | 24.5
2022-09-25 09:00 |  | 29.09
2022-09-25 10:00 |  | 28.93
2022-09-25 11:00 |  | 31.25
2022-09-25 12:00 |  | 31.66
2022-09-25 13:00 |  | 25.8
2022-09-25 14:00 |  | 22.27
2022-09-25 15:00 |  | 20.37
2022-09-25 16:00 |  | 21.1
2022-09-25 17:00 |  | 24.97
2022-09-25 18:00 |  | 25.76
2022-09-25 19:00 |  | 28.29
2022-09-25 20:00 |  | 29.57
2022-09-25 21:00 |  | 27.39
2022-09-25 22:00 |  | 24.8
2022-09-25 23:00 |  | 22.71
2022-09-26 |  | 22.57
2022-09-26 01:00 |  | 21.13
2022-09-26 02:00 |  | 20
2022-09-26 03:00 |  | 15.73
2022-09-26 04:00 |  | 13.41
2022-09-26 05:00 |  | 13.59
2022-09-26 06:00 |  | 13.54
2022-09-26 07:00 |  | 17.08
2022-09-26 08:00 |  | 24.02
2022-09-26 09:00 |  | 32.91
2022-09-26 10:00 |  | 31.82
2022-09-26 11:00 |  | 28.28
2022-09-26 12:00 |  | 27.68
2022-09-26 13:00 |  | 27.91
2022-09-26 14:00 |  | 26.62
2022-09-26 15:00 |  | 31.72
2022-09-26 16:00 |  | 37.29
2022-09-26 17:00 |  | 41.49
2022-09-26 18:00 |  | 40.43
2022-09-26 19:00 |  | 39.39
2022-09-26 20:00 |  | 38.1
2022-09-26 21:00 |  | 38.69
2022-09-26 22:00 |  | 39.27
2022-09-26 23:00 |  | 35.99
2022-09-27 |  | 30.43
2022-09-27 01:00 |  | 23.88
2022-09-27 02:00 |  | 18.77
2022-09-27 03:00 |  | 17.36
2022-09-27 04:00 |  | 16.26
2022-09-27 05:00 |  | 16.82
2022-09-27 06:00 |  | 15.49
2022-09-27 07:00 |  | 15.15
2022-09-27 08:00 |  | 17.79
2022-09-27 09:00 |  | 27.6
2022-09-27 10:00 |  | 37.09
2022-09-27 11:00 |  | 38.64
2022-09-27 12:00 |  | 39.38
2022-09-27 13:00 |  | 38.29
2022-09-27 14:00 |  | 37.52
2022-09-27 15:00 |  | 39.69
2022-09-27 16:00 |  | 41.85
2022-09-27 17:00 |  | 47.24
2022-09-27 18:00 |  | 46.94
2022-09-27 19:00 |  | 45.08
2022-09-27 20:00 |  | 42.02
2022-09-27 21:00 |  | 37.83
2022-09-27 22:00 |  | 32.11
2022-09-27 23:00 |  | 28.52
2022-09-28 |  | 25.75
2022-09-28 01:00 |  | 26.78
2022-09-28 02:00 |  | 27.71
2022-09-28 03:00 |  | 25.91
2022-09-28 04:00 |  | 22.82
2022-09-28 05:00 |  | 21.76
2022-09-28 06:00 |  | 22.49
2022-09-28 07:00 |  | 25.6
2022-09-28 08:00 |  | 26.32
2022-09-28 09:00 |  | 30.51
2022-09-28 10:00 |  | 34.09
2022-09-28 11:00 |  | 39.45
2022-09-28 12:00 |  | 40.29
2022-09-28 13:00 |  | 35.27
2022-09-28 14:00 |  | 29.68
2022-09-28 15:00 |  | 29.01
2022-09-28 16:00 |  | 29.42
2022-09-28 17:00 |  | 33.08
2022-09-28 18:00 |  | 40.12
2022-09-28 19:00 |  | 46.91
2022-09-28 20:00 |  | 48.26
2022-09-28 21:00 |  | 47.5
2022-09-28 22:00 |  | 43.3
2022-09-28 23:00 |  | 38.36
2022-09-29 |  | 32.52
2022-09-29 01:00 |  | 28.19
2022-09-29 02:00 |  | 26.15
2022-09-29 03:00 |  | 25.63
2022-09-29 04:00 |  | 25.96
2022-09-29 05:00 |  | 28.29
2022-09-29 06:00 |  | 31.14
2022-09-29 07:00 |  | 35.44
2022-09-29 08:00 |  | 39.43
2022-09-29 09:00 |  | 45.36
2022-09-29 10:00 |  | 46.15
2022-09-29 11:00 |  | 47.8
2022-09-29 12:00 |  | 42.33
2022-09-29 13:00 |  |  | 2.e
2022-09-29 14:00 |  | 79.63
2022-09-29 15:00 |  | 82.84
2022-09-29 16:00 |  | 80.91
2022-09-29 17:00 |  | 73.61
2022-09-29 18:00 |  | 72.86
2022-09-29 19:00 |  | 71.02
2022-09-29 20:00 |  | 76.83
2022-09-29 21:00 |  | 76.83
2022-09-29 22:00 |  | 68.24
2022-09-29 23:00 |  | 53.77
2022-09-30 |  | 49.35
2022-09-30 01:00 |  | 48.01
2022-09-30 02:00 |  | 42.36
2022-09-30 03:00 |  | 36.3
2022-09-30 04:00 |  | 34.12
2022-09-30 05:00 |  | 30.31
2022-09-30 06:00 |  | 27.67
2022-09-30 07:00 |  | 29.27
2022-09-30 08:00 |  | 33.53
2022-09-30 09:00 |  | 36.82
2022-09-30 10:00 |  | 36.25
2022-09-30 11:00 |  | 35.87
2022-09-30 12:00 |  | 38.05
2022-09-30 13:00 |  | 42.63
2022-09-30 14:00 |  | 43.99
2022-09-30 15:00 |  | 40.2
2022-09-30 16:00 |  | 38.33
2022-09-30 17:00 |  | 41.17
2022-09-30 18:00 |  | 39.34
2022-09-30 19:00 |  | 41.5
2022-09-30 20:00 |  | 42.93
2022-09-30 21:00 |  | 44.37
2022-09-30 22:00 |  | 38.77
2022-09-30 23:00 |  | 30.78
2022-10-01 |  | 27.18
2022-10-01 01:00 |  | 26.39
2022-10-01 02:00 |  | 24.01
2022-10-01 03:00 |  | 21.72
2022-10-01 04:00 |  | 20.29
2022-10-01 05:00 |  | 18.08
2022-10-01 06:00 |  | 17.36
2022-10-01 07:00 |  | 15.61
2022-10-01 08:00 |  | 13.39
2022-10-01 09:00 |  | 18.29
2022-10-01 10:00 |  | 24.27
2022-10-01 11:00 |  | 26.46
2022-10-01 12:00 |  | 26.27
2022-10-01 13:00 |  | 27.25
2022-10-01 14:00 |  | 30.58
2022-10-01 15:00 |  | 33.32
2022-10-01 16:00 |  | 34.97
2022-10-01 17:00 |  | 37.51
2022-10-01 18:00 |  | 39.34
2022-10-01 19:00 |  | 83.5
2022-10-01 20:00 |  | 137.2
2022-10-01 21:00 |  | 137.5
2022-10-01 22:00 |  | 122.3
2022-10-01 23:00 |  | 98.75
2022-10-02 |  | 86.92
2022-10-02 01:00 |  | 83.71
2022-10-02 02:00 |  | 73.36
2022-10-02 03:00 |  | 65
2022-10-02 04:00 |  | 60.22
2022-10-02 05:00 |  | 58.03
2022-10-02 06:00 |  | 60.78
2022-10-02 07:00 |  | 57.39
2022-10-02 08:00 |  | 52.71
2022-10-02 09:00 |  | 52.8
2022-10-02 10:00 |  | 53.52
2022-10-02 11:00 |  | 53.15
2022-10-02 12:00 |  | 50.03
2022-10-02 13:00 |  | 48.72
2022-10-02 14:00 |  | 47.05
2022-10-02 15:00 |  | 45.57
2022-10-02 16:00 |  | 46.81
2022-10-02 17:00 |  | 46.7
2022-10-02 18:00 |  | 41.41
2022-10-02 19:00 |  | 38.64
2022-10-02 20:00 |  | 38.36
2022-10-02 21:00 |  | 40.59
2022-10-02 22:00 |  | 38.6
2022-10-02 23:00 |  | 34
2022-10-03 |  | 30.49
2022-10-03 01:00 |  | 31.38
2022-10-03 02:00 |  | 29.11
2022-10-03 03:00 |  | 25.9
2022-10-03 04:00 |  | 21.04
2022-10-03 05:00 |  | 18.13
2022-10-03 06:00 |  | 19.99
2022-10-03 07:00 |  | 28.11
2022-10-03 08:00 |  | 35.65
2022-10-03 09:00 |  | 41.1
2022-10-03 10:00 |  | 45.71
2022-10-03 11:00 |  | 53.9
2022-10-03 12:00 |  | 65.49
2022-10-03 13:00 |  | 58.39
2022-10-03 14:00 |  | 48.14
2022-10-03 15:00 |  | 42.4
2022-10-03 16:00 |  | 40.64
2022-10-03 17:00 |  | 45.65
2022-10-03 18:00 |  | 45.66
2022-10-03 19:00 |  | 47.51
2022-10-03 20:00 |  | 48.41
2022-10-03 21:00 |  | 48.91
2022-10-03 22:00 |  | 48.42
2022-10-03 23:00 |  | 46.45
2022-10-04 |  | 44.54
2022-10-04 01:00 |  | 44.65
2022-10-04 02:00 |  | 41.87
2022-10-04 03:00 |  | 37.58
2022-10-04 04:00 |  | 35.14
2022-10-04 05:00 |  | 32.24
2022-10-04 06:00 |  | 28.02
2022-10-04 07:00 |  | 25.78
2022-10-04 08:00 |  | 20.49
2022-10-04 09:00 |  | 17.81
2022-10-04 10:00 |  | 18.21
2022-10-04 11:00 |  | 16.3
2022-10-04 12:00 |  | 15.44
2022-10-04 13:00 |  | 13.67
2022-10-04 14:00 |  | 9.783
2022-10-04 15:00 |  | 9.771
2022-10-04 16:00 |  | 11.01
2022-10-04 17:00 |  | 11.27
2022-10-04 18:00 |  | 10.74
2022-10-04 19:00 |  | 10.9
2022-10-04 20:00 |  | 17.29
2022-10-04 21:00 |  | 24.8
2022-10-04 22:00 |  | 28.62
2022-10-04 23:00 |  | 30.58
2022-10-05 |  | 31.66
2022-10-05 01:00 |  | 31.03
2022-10-05 02:00 |  | 29.56
2022-10-05 03:00 |  | 28
2022-10-05 04:00 |  | 24.3
2022-10-05 05:00 |  | 21.91
2022-10-05 06:00 |  | 29.49
2022-10-05 07:00 |  | 34.99
2022-10-05 08:00 |  | 29.82
2022-10-05 09:00 |  | 23.62
2022-10-05 10:00 |  | 27.13
2022-10-05 11:00 |  | 33.18
2022-10-05 12:00 |  | 31.71
2022-10-05 13:00 |  | 26.56
2022-10-05 14:00 |  | 20.99
2022-10-05 15:00 |  | 19.28
2022-10-05 16:00 |  | 19.59
2022-10-05 17:00 |  | 24
2022-10-05 18:00 |  | 26.58
2022-10-05 19:00 |  | 26.47
2022-10-05 20:00 |  | 24.29
2022-10-05 21:00 |  | 21.42
2022-10-05 22:00 |  | 18.62
2022-10-05 23:00 |  | 12.35
2022-10-06 |  | 6.457
2022-10-06 01:00 |  | 3.766
2022-10-06 02:00 |  | 6.288
2022-10-06 03:00 |  | 7.576
2022-10-06 04:00 |  | 6.91
2022-10-06 05:00 |  | 8
2022-10-06 06:00 |  | 6.371
2022-10-06 07:00 |  | 6.355
2022-10-06 08:00 |  | 6
2022-10-06 09:00 |  | 8
2022-10-06 10:00 |  | 8
2022-10-06 11:00 |  | 11.82
2022-10-06 12:00 |  | 11.17
2022-10-06 13:00 |  | 7.129
2022-10-06 14:00 |  | 8.233
2022-10-06 15:00 |  | 9.192
2022-10-06 16:00 |  | 9.577
2022-10-06 17:00 |  | 11.12
2022-10-06 18:00 |  | 13.71
2022-10-06 19:00 |  | 17
2022-10-06 20:00 |  | 16.14
2022-10-06 21:00 |  | 13.56
2022-10-06 22:00 |  | 12.6
2022-10-06 23:00 |  | 11.94
2022-10-07 |  | 11.81
2022-10-07 01:00 |  | 12.02
2022-10-07 02:00 |  | 9.133
2022-10-07 03:00 |  | 7.363
2022-10-07 04:00 |  | 5.888
2022-10-07 05:00 |  | 5.711
2022-10-07 06:00 |  | 5.46
2022-10-07 07:00 |  | 6.878
2022-10-07 08:00 |  | 10.19
2022-10-07 09:00 |  | 12.03
2022-10-07 10:00 |  | 14.94
2022-10-07 11:00 |  | 16.07
2022-10-07 12:00 |  | 18.35
2022-10-07 13:00 |  | 22.88
2022-10-07 14:00 |  | 18.99
2022-10-07 15:00 |  | 13.94
2022-10-07 16:00 |  | 11.52
2022-10-07 17:00 |  | 14.54
2022-10-07 18:00 |  | 18.15
2022-10-07 19:00 |  | 22.65
2022-10-07 20:00 |  | 24.39
2022-10-07 21:00 |  | 24.33
2022-10-07 22:00 |  | 23.73
2022-10-07 23:00 |  | 23.54
2022-10-08 |  | 26.82
2022-10-08 01:00 |  | 32.14
2022-10-08 02:00 |  | 33.91
2022-10-08 03:00 |  | 34.5
2022-10-08 04:00 |  | 32.04
2022-10-08 05:00 |  | 27.75
2022-10-08 06:00 |  | 24.92
2022-10-08 07:00 |  | 23.92
2022-10-08 08:00 |  | 20.18
2022-10-08 09:00 |  | 18.15
2022-10-08 10:00 |  | 17.2
2022-10-08 11:00 |  | 16.2
2022-10-08 12:00 |  | 17.12
2022-10-08 13:00 |  | 16.18
2022-10-08 14:00 |  | 16.84
2022-10-08 15:00 |  | 17.08
2022-10-08 16:00 |  | 17.78
2022-10-08 17:00 |  | 18.86
2022-10-08 18:00 |  | 23.07
2022-10-08 19:00 |  | 25.88
2022-10-08 20:00 |  | 26.24
2022-10-08 21:00 |  | 28.8
2022-10-08 22:00 |  | 28.99
2022-10-08 23:00 |  | 27.78
2022-10-09 |  | 28.81
2022-10-09 01:00 |  | 30.24
2022-10-09 02:00 |  | 25.41
2022-10-09 03:00 |  | 19.29
2022-10-09 04:00 |  | 14.9
2022-10-09 05:00 |  | 14.33
2022-10-09 06:00 |  | 14.83
2022-10-09 07:00 |  | 13.59
2022-10-09 08:00 |  | 14.26
2022-10-09 09:00 |  | 16.52
2022-10-09 10:00 |  | 16.64
2022-10-09 11:00 |  | 16.93
2022-10-09 12:00 |  | 27.19
2022-10-09 13:00 |  | 31.55
2022-10-09 14:00 |  | 44.5
2022-10-09 15:00 |  | 63.21
2022-10-09 16:00 |  | 94.84
2022-10-09 17:00 |  | 90.18
2022-10-09 18:00 |  | 64.54
2022-10-09 19:00 |  | 48.61
2022-10-09 20:00 |  | 38.92
2022-10-09 21:00 |  | 32.42
2022-10-09 22:00 |  | 26.38
2022-10-09 23:00 |  | 24.73
2022-10-10 |  | 23.44
2022-10-10 01:00 |  | 23.75
2022-10-10 02:00 |  | 20.64
2022-10-10 03:00 |  | 17.63
2022-10-10 04:00 |  | 15.72
2022-10-10 05:00 |  | 14.19
2022-10-10 06:00 |  | 20
2022-10-10 07:00 |  | 9.005
2022-10-10 08:00 |  | 5.898
2022-10-10 09:00 |  | 5
2022-10-10 10:00 |  | 6.728
2022-10-10 11:00 |  | 9.143
2022-10-10 12:00 |  | 10.53
2022-10-10 13:00 |  | 11.86
2022-10-10 14:00 |  | 11.95
2022-10-10 15:00 |  | 11.15
2022-10-10 16:00 |  | 10.43
2022-10-10 17:00 |  | 11.26
2022-10-10 18:00 |  | 13.85
2022-10-10 19:00 |  | 19.31
2022-10-10 20:00 |  | 30.97
2022-10-10 21:00 |  | 33.82
2022-10-10 22:00 |  | 30.24
2022-10-10 23:00 |  | 25.85
2022-10-11 |  | 23.43
2022-10-11 01:00 |  | 23.11
2022-10-11 02:00 |  | 21.16
2022-10-11 03:00 |  | 20.99
2022-10-11 04:00 |  | 20.16
2022-10-11 05:00 |  | 17.83
2022-10-11 06:00 |  | 17.48
2022-10-11 07:00 |  | 18.11
2022-10-11 08:00 |  | 17.14
2022-10-11 09:00 |  | 17.78
2022-10-11 10:00 |  | 20.34
2022-10-11 11:00 |  |  | 2.e
2022-10-11 12:00 |  | 21.39
2022-10-11 13:00 |  | 20.8
2022-10-11 14:00 |  | 19.48
2022-10-11 15:00 |  | 20.17
2022-10-11 16:00 |  | 19.25
2022-10-11 17:00 |  | 23.85
2022-10-11 18:00 |  | 26.79
2022-10-11 19:00 |  | 32.41
2022-10-11 20:00 |  | 42.06
2022-10-11 21:00 |  | 56
2022-10-11 22:00 |  | 64.32
2022-10-11 23:00 |  | 67.11
2022-10-12 |  | 62.67
2022-10-12 01:00 |  | 53.38
2022-10-12 02:00 |  | 39.47
2022-10-12 03:00 |  | 27.83
2022-10-12 04:00 |  | 20.8
2022-10-12 05:00 |  | 20.36
2022-10-12 06:00 |  | 21.48
2022-10-12 07:00 |  | 25.94
2022-10-12 08:00 |  | 27.03
2022-10-12 09:00 |  | 26.83
2022-10-12 10:00 |  | 26.54
2022-10-12 11:00 |  | 20.81
2022-10-12 12:00 |  | 21.16
2022-10-12 13:00 |  | 21.34
2022-10-12 14:00 |  | 16.84
2022-10-12 15:00 |  | 15.38
2022-10-12 16:00 |  | 15.84
2022-10-12 17:00 |  | 17.86
2022-10-12 18:00 |  | 21.91
2022-10-12 19:00 |  | 25.89
2022-10-12 20:00 |  | 26.06
2022-10-12 21:00 |  | 24.12
2022-10-12 22:00 |  | 21.81
2022-10-12 23:00 |  | 19.23
2022-10-13 |  | 18.76
2022-10-13 01:00 |  | 17.95
2022-10-13 02:00 |  | 18.63
2022-10-13 03:00 |  | 16.44
2022-10-13 04:00 |  | 16.29
2022-10-13 05:00 |  | 17.42
2022-10-13 06:00 |  | 21.42
2022-10-13 07:00 |  | 22.46
2022-10-13 08:00 |  | 25.63
2022-10-13 09:00 |  | 33.7
2022-10-13 10:00 |  | 38.15
2022-10-13 11:00 |  | 41.62
2022-10-13 12:00 |  | 46.16
2022-10-13 13:00 |  | 45.84
2022-10-13 14:00 |  | 48.03
2022-10-13 15:00 |  | 50.6
2022-10-13 16:00 |  | 51.15
2022-10-13 17:00 |  | 49.49
2022-10-13 18:00 |  | 46.53
2022-10-13 19:00 |  | 45.45
2022-10-13 20:00 |  | 44.24
2022-10-13 21:00 |  | 39.78
2022-10-13 22:00 |  | 36.93
2022-10-13 23:00 |  | 32.96
2022-10-14 |  | 30.27
2022-10-14 01:00 |  | 28.6
2022-10-14 02:00 |  | 25.45
2022-10-14 03:00 |  | 22.58
2022-10-14 04:00 |  | 21.22
2022-10-14 05:00 |  | 21.33
2022-10-14 06:00 |  | 20.59
2022-10-14 07:00 |  | 19.3
2022-10-14 08:00 |  | 19.09
2022-10-14 09:00 |  | 20.28
2022-10-14 10:00 |  | 27.93
2022-10-14 11:00 |  | 33.73
2022-10-14 12:00 |  | 33.58
2022-10-14 13:00 |  | 31.34
2022-10-14 14:00 |  | 32.15
2022-10-14 15:00 |  | 33.61
2022-10-14 16:00 |  | 34.87
2022-10-14 17:00 |  | 36.24
2022-10-14 18:00 |  | 38.86
2022-10-14 19:00 |  | 40.97
2022-10-14 20:00 |  | 39.77
2022-10-14 21:00 |  | 35.06
2022-10-14 22:00 |  | 29.92
2022-10-14 23:00 |  | 27.57
2022-10-15 |  | 27.07
2022-10-15 01:00 |  | 26.16
2022-10-15 02:00 |  | 22.9
2022-10-15 03:00 |  | 19.72
2022-10-15 04:00 |  | 16.94
2022-10-15 05:00 |  | 15.58
2022-10-15 06:00 |  | 16.28
2022-10-15 07:00 |  | 18.98
2022-10-15 08:00 |  | 19.93
2022-10-15 09:00 |  | 22.34
2022-10-15 10:00 |  | 25.02
2022-10-15 11:00 |  | 27.5
2022-10-15 12:00 |  | 29.76
2022-10-15 13:00 |  | 32.36
2022-10-15 14:00 |  | 33.77
2022-10-15 15:00 |  | 37.38
2022-10-15 16:00 |  | 47.28
2022-10-15 17:00 |  | 47.55
2022-10-15 18:00 |  | 43.37
2022-10-15 19:00 |  | 40.51
2022-10-15 20:00 |  | 39.67
2022-10-15 21:00 |  | 37.77
2022-10-15 22:00 |  | 33.15
2022-10-15 23:00 |  | 31.48
2022-10-16 |  | 32.68
2022-10-16 01:00 |  | 31.88
2022-10-16 02:00 |  | 27.3
2022-10-16 03:00 |  | 21.87
2022-10-16 04:00 |  | 17.65
2022-10-16 05:00 |  | 15.77
2022-10-16 06:00 |  | 13.12
2022-10-16 07:00 |  | 8.715
2022-10-16 08:00 |  | 9.198
2022-10-16 09:00 |  | 10.84
2022-10-16 10:00 |  | 11.5
2022-10-16 11:00 |  | 13.04
2022-10-16 12:00 |  | 13.05
2022-10-16 13:00 |  | 13.5
2022-10-16 14:00 |  | 12.82
2022-10-16 15:00 |  | 11.78
2022-10-16 16:00 |  | 11.07
2022-10-16 17:00 |  | 13.52
2022-10-16 18:00 |  | 17.25
2022-10-16 19:00 |  | 21.2
2022-10-16 20:00 |  | 22.72
2022-10-16 21:00 |  | 26.43
2022-10-16 22:00 |  | 26.57
2022-10-16 23:00 |  | 25.66
2022-10-17 |  | 25.65
2022-10-17 01:00 |  | 24.6
2022-10-17 02:00 |  | 20.76
2022-10-17 03:00 |  | 19.09
2022-10-17 04:00 |  | 17.52
2022-10-17 05:00 |  | 16.86
2022-10-17 06:00 |  | 17.77
2022-10-17 07:00 |  | 23.59
2022-10-17 08:00 |  | 24.5
2022-10-17 09:00 |  | 27.76
2022-10-17 10:00 |  | 35.35
2022-10-17 11:00 |  | 45.23
2022-10-17 12:00 |  | 46.1
2022-10-17 13:00 |  | 49.61
2022-10-17 14:00 |  | 51.94
2022-10-17 15:00 |  | 53.88
2022-10-17 16:00 |  | 51.52
2022-10-17 17:00 |  | 50.4
2022-10-17 18:00 |  | 51.39
2022-10-17 19:00 |  | 56.53
2022-10-17 20:00 |  | 56.33
2022-10-17 21:00 |  | 51.51
2022-10-17 22:00 |  | 45.16
2022-10-17 23:00 |  | 39.08
2022-10-18 |  | 36.23
2022-10-18 01:00 |  | 30.61
2022-10-18 02:00 |  | 26.73
2022-10-18 03:00 |  | 21.66
2022-10-18 04:00 |  | 18.61
2022-10-18 05:00 |  | 16.91
2022-10-18 06:00 |  | 16.08
2022-10-18 07:00 |  | 20.16
2022-10-18 08:00 |  | 22.93
2022-10-18 09:00 |  | 24.3
2022-10-18 10:00 |  | 27.59
2022-10-18 11:00 |  | 29.37
2022-10-18 12:00 |  | 31.32
2022-10-18 13:00 |  | 33.63
2022-10-18 14:00 |  | 36.24
2022-10-18 15:00 |  | 36.05
2022-10-18 16:00 |  | 33.37
2022-10-18 17:00 |  | 33.03
2022-10-18 18:00 |  | 38.64
2022-10-18 19:00 |  | 50.44
2022-10-18 20:00 |  | 60.94
2022-10-18 21:00 |  | 66.92
2022-10-18 22:00 |  | 75.67
2022-10-18 23:00 |  | 68.25
2022-10-19 |  | 55.62
2022-10-19 01:00 |  | 43.69
2022-10-19 02:00 |  | 35.28
2022-10-19 03:00 |  | 30.3
2022-10-19 04:00 |  | 26.51
2022-10-19 05:00 |  | 22.78
2022-10-19 06:00 |  | 21.47
2022-10-19 07:00 |  | 21.6
2022-10-19 08:00 |  | 30
2022-10-19 09:00 |  | 46.72
2022-10-19 10:00 |  | 52.04
2022-10-19 11:00 |  | 55.6
2022-10-19 12:00 |  | 62.53
2022-10-19 13:00 |  | 60.61
2022-10-19 14:00 |  | 62.61
2022-10-19 15:00 |  | 63.19
2022-10-19 16:00 |  | 58.01
2022-10-19 17:00 |  | 53.54
2022-10-19 18:00 |  | 50.78
2022-10-19 19:00 |  | 46.33
2022-10-19 20:00 |  | 39.57
2022-10-19 21:00 |  | 32.24
2022-10-19 22:00 |  | 26.68
2022-10-19 23:00 |  | 26.78
2022-10-20 |  | 25.01
2022-10-20 01:00 |  | 21.37
2022-10-20 02:00 |  | 19.02
2022-10-20 03:00 |  | 17.37
2022-10-20 04:00 |  | 17.31
2022-10-20 05:00 |  | 14.17
2022-10-20 06:00 |  | 13.36
2022-10-20 07:00 |  | 17
2022-10-20 08:00 |  | 16.62
2022-10-20 09:00 |  | 19.97
2022-10-20 10:00 |  | 24.46
2022-10-20 11:00 |  | 25.72
2022-10-20 12:00 |  | 24.84
2022-10-20 13:00 |  |  | 2.e
2022-10-20 14:00 |  |  | 2.e
2022-10-20 15:00 |  | 18.38
2022-10-20 16:00 |  | 28.15
2022-10-20 17:00 |  | 42.24
2022-10-20 18:00 |  | 46.03
2022-10-20 19:00 |  | 44.31
2022-10-20 20:00 |  | 48.55
2022-10-20 21:00 |  | 44.35
2022-10-20 22:00 |  | 30.01
2022-10-20 23:00 |  | 18.58
2022-10-21 |  | 14.6
2022-10-21 01:00 |  | 11.7
2022-10-21 02:00 |  | 12.03
2022-10-21 03:00 |  | 12.36
2022-10-21 04:00 |  | 12.12
2022-10-21 05:00 |  | 12.69
2022-10-21 06:00 |  | 13.93
2022-10-21 07:00 |  | 14.79
2022-10-21 08:00 |  | 17.52
2022-10-21 09:00 |  | 19.27
2022-10-21 10:00 |  | 19.64
2022-10-21 11:00 |  | 21.13
2022-10-21 12:00 |  | 20.88
2022-10-21 13:00 |  | 20.16
2022-10-21 14:00 |  | 18.59
2022-10-21 15:00 |  | 20.18
2022-10-21 16:00 |  | 20.76
2022-10-21 17:00 |  | 20.97
2022-10-21 18:00 |  | 21.3
2022-10-21 19:00 |  | 26.46
2022-10-21 20:00 |  | 31.34
2022-10-21 21:00 |  | 34.82
2022-10-21 22:00 |  | 34.76
2022-10-21 23:00 |  | 32.49
2022-10-22 |  | 32.2
2022-10-22 01:00 |  | 28.11
2022-10-22 02:00 |  | 23.79
2022-10-22 03:00 |  | 22.23
2022-10-22 04:00 |  | 19.56
2022-10-22 05:00 |  | 19.02
2022-10-22 06:00 |  | 18.59
2022-10-22 07:00 |  | 16.3
2022-10-22 08:00 |  | 19.42
2022-10-22 09:00 |  | 26.75
2022-10-22 10:00 |  | 27.15
2022-10-22 11:00 |  | 26.65
2022-10-22 12:00 |  | 29.04
2022-10-22 13:00 |  | 32.48
2022-10-22 14:00 |  | 32.67
2022-10-22 15:00 |  | 32.12
2022-10-22 16:00 |  | 32.59
2022-10-22 17:00 |  | 40.45
2022-10-22 18:00 |  | 41.71
2022-10-22 19:00 |  | 42.05
2022-10-22 20:00 |  | 40.33
2022-10-22 21:00 |  | 38.39
2022-10-22 22:00 |  | 37.92
2022-10-22 23:00 |  | 35.41
2022-10-23 |  | 31.96
2022-10-23 01:00 |  | 31.41
2022-10-23 02:00 |  | 29.07
2022-10-23 03:00 |  | 27.36
2022-10-23 04:00 |  | 26.39
2022-10-23 05:00 |  | 22.67
2022-10-23 06:00 |  | 20.03
2022-10-23 07:00 |  | 20.24
2022-10-23 08:00 |  | 24.2
2022-10-23 09:00 |  | 30.52
2022-10-23 10:00 |  | 29.59
2022-10-23 11:00 |  | 26.72
2022-10-23 12:00 |  | 24.59
2022-10-23 13:00 |  | 24.17
2022-10-23 14:00 |  | 22.94
2022-10-23 15:00 |  | 24.27
2022-10-23 16:00 |  | 25.42
2022-10-23 17:00 |  | 25.36
2022-10-23 18:00 |  | 22.49
2022-10-23 19:00 |  | 22.89
2022-10-23 20:00 |  | 22.28
2022-10-23 21:00 |  | 23.54
2022-10-23 22:00 |  | 24.33
2022-10-23 23:00 |  | 23.55
2022-10-24 |  | 22.87
2022-10-24 01:00 |  | 23.12
2022-10-24 02:00 |  | 21.34
2022-10-24 03:00 |  | 20.43
2022-10-24 04:00 |  | 17.31
2022-10-24 05:00 |  | 16.36
2022-10-24 06:00 |  | 19.85
2022-10-24 07:00 |  | 23.12
2022-10-24 08:00 |  | 24.48
2022-10-24 09:00 |  | 32.04
2022-10-24 10:00 |  | 44.74
2022-10-24 11:00 |  | 53.46
2022-10-24 12:00 |  |  | 2.a
2022-10-24 13:00 |  |  | 2.a
2022-10-24 14:00 |  |  | 2.a
2022-10-24 15:00 |  |  | 2.a
2022-10-24 16:00 |  |  | 2.a
2022-10-24 17:00 |  |  | 2.a
2022-10-24 18:00 |  |  | 2.a
2022-10-24 19:00 |  |  | 2.a
2022-10-24 20:00 |  |  | 2.a
2022-10-24 21:00 |  |  | 2.a
2022-10-24 22:00 |  |  | 2.a
2022-10-24 23:00 |  |  | 2.a
2022-10-25 |  |  | 2.a
2022-10-25 01:00 |  |  | 2.a
2022-10-25 02:00 |  |  | 2.a
2022-10-25 03:00 |  |  | 2.a
2022-10-25 04:00 |  |  | 2.a
2022-10-25 05:00 |  |  | 2.a
2022-10-25 06:00 |  |  | 2.a
2022-10-25 07:00 |  |  | 2.a
2022-10-25 08:00 |  |  | 2.a
2022-10-25 09:00 |  |  | 2.a
2022-10-25 10:00 |  |  | 2.a
2022-10-25 11:00 |  |  | 2.a
2022-10-25 12:00 |  |  | 2.e
2022-10-25 13:00 |  |  | 2.e
2022-10-25 14:00 |  |  | 2.h
2022-10-25 15:00 |  |  | 2.h
2022-10-25 16:00 |  |  | 2.h
2022-10-25 17:00 |  | 7
2022-10-25 18:00 |  | 20.53
2022-10-25 19:00 |  | 19.04
2022-10-25 20:00 |  | 8.77
2022-10-25 21:00 |  | 5
2022-10-25 22:00 |  | 3
2022-10-25 23:00 |  | 5
2022-10-26 |  | 10
2022-10-26 01:00 |  | 7
2022-10-26 02:00 |  | 2
2022-10-26 03:00 |  | 2
2022-10-26 04:00 |  | 2
2022-10-26 05:00 |  | 2.52
2022-10-26 06:00 |  | 3.02
2022-10-26 07:00 |  | 4.2
2022-10-26 08:00 |  | 6.92
2022-10-26 09:00 |  | 14.06
2022-10-26 10:00 |  | 13.87
2022-10-26 11:00 |  | 11.26
2022-10-26 12:00 |  | 10.26
2022-10-26 13:00 |  |  | 2.h
2022-10-26 14:00 |  | 8.151
2022-10-26 15:00 |  | 11.45
2022-10-26 16:00 |  | 11.53
2022-10-26 17:00 |  | 12.48
2022-10-26 18:00 |  | 13.83
2022-10-26 19:00 |  | 12.51
2022-10-26 20:00 |  | 15.44
2022-10-26 21:00 |  | 25.55
2022-10-26 22:00 |  | 26.29
2022-10-26 23:00 |  | 24.12
2022-10-27 |  | 19.83
2022-10-27 01:00 |  | 19.55
2022-10-27 02:00 |  | 19.2
2022-10-27 03:00 |  | 16.78
2022-10-27 04:00 |  | 19.65
2022-10-27 05:00 |  | 22.05
2022-10-27 06:00 |  | 22.49
2022-10-27 07:00 |  | 19.27
2022-10-27 08:00 |  | 22.8
2022-10-27 09:00 |  | 31.87
2022-10-27 10:00 |  | 31.48
2022-10-27 11:00 |  | 27.53
2022-10-27 12:00 |  | 24.18
2022-10-27 13:00 |  | 21.15
2022-10-27 14:00 |  | 19.51
2022-10-27 15:00 |  | 22.14
2022-10-27 16:00 |  | 23.04
2022-10-27 17:00 |  | 22.37
2022-10-27 18:00 |  | 27.89
2022-10-27 19:00 |  | 31.87
2022-10-27 20:00 |  | 28.87
2022-10-27 21:00 |  | 25.04
2022-10-27 22:00 |  | 22.32
2022-10-27 23:00 |  | 18.63
2022-10-28 |  | 16.09
2022-10-28 01:00 |  | 16.06
2022-10-28 02:00 |  | 13.08
2022-10-28 03:00 |  | 11.31
2022-10-28 04:00 |  | 8.317
2022-10-28 05:00 |  | 6.734
2022-10-28 06:00 |  | 7.186
2022-10-28 07:00 |  | 6.329
2022-10-28 08:00 |  | 5.679
2022-10-28 09:00 |  | 6.946
2022-10-28 10:00 |  | 8.869
2022-10-28 11:00 |  | 10.37
2022-10-28 12:00 |  | 12.75
2022-10-28 13:00 |  | 10.94
2022-10-28 14:00 |  | 11.41
2022-10-28 15:00 |  | 14.34
2022-10-28 16:00 |  | 15.23
2022-10-28 17:00 |  | 13.63
2022-10-28 18:00 |  | 12.29
2022-10-28 19:00 |  | 10.1
2022-10-28 20:00 |  | 7.647
2022-10-28 21:00 |  | 7.387
2022-10-28 22:00 |  | 8.668
2022-10-28 23:00 |  | 9.553
2022-10-29 |  | 8.412
2022-10-29 01:00 |  | 6.501
2022-10-29 02:00 |  | 7.383
2022-10-29 03:00 |  | 8.136
2022-10-29 04:00 |  | 9
2022-10-29 05:00 |  | 10
2022-10-29 06:00 |  | 7.477
2022-10-29 07:00 |  | 7.266
2022-10-29 08:00 |  | 6.054
2022-10-29 09:00 |  | 6.984
2022-10-29 10:00 |  | 10.27
2022-10-29 11:00 |  | 11.22
2022-10-29 12:00 |  | 9.196
2022-10-29 13:00 |  | 7.603
2022-10-29 14:00 |  | 6
2022-10-29 15:00 |  | 6
2022-10-29 16:00 |  | 6.192
2022-10-29 17:00 |  | 16.41
2022-10-29 18:00 |  | 22.41
2022-10-29 19:00 |  | 21.72
2022-10-29 20:00 |  | 23.25
2022-10-29 21:00 |  | 21.88
2022-10-29 22:00 |  | 19.35
2022-10-29 23:00 |  | 17.39
2022-10-30 |  | 18.71
2022-10-30 01:00 |  | 22.3
2022-10-30 02:00 |  | 21.76
2022-10-30 03:00 |  | 19.15
2022-10-30 04:00 |  | 16.12
2022-10-30 05:00 |  | 14.73
2022-10-30 06:00 |  | 14.97
2022-10-30 07:00 |  | 10.7
2022-10-30 08:00 |  | 10.96
2022-10-30 09:00 |  | 16.75
2022-10-30 10:00 |  | 16.97
2022-10-30 11:00 |  | 18.7
2022-10-30 12:00 |  | 18.15
2022-10-30 13:00 |  | 16.93
2022-10-30 14:00 |  | 16.11
2022-10-30 15:00 |  | 15.95
2022-10-30 16:00 |  | 17.05
2022-10-30 17:00 |  | 18.46
2022-10-30 18:00 |  | 19.66
2022-10-30 19:00 |  | 19.72
2022-10-30 20:00 |  | 18.87
2022-10-30 21:00 |  | 15.78
2022-10-30 22:00 |  | 13.41
2022-10-30 23:00 |  | 11.85
2022-10-31 |  | 10.73
2022-10-31 01:00 |  | 11.42
2022-10-31 02:00 |  | 12.53
2022-10-31 03:00 |  | 10.66
2022-10-31 04:00 |  | 11.22
2022-10-31 05:00 |  | 11.09
2022-10-31 06:00 |  | 9.457
2022-10-31 07:00 |  | 7.605
2022-10-31 08:00 |  | 5.909
2022-10-31 09:00 |  | 5.632
2022-10-31 10:00 |  | 10.41
2022-10-31 11:00 |  | 10.64
2022-10-31 12:00 |  | 11.14
2022-10-31 13:00 |  | 10.99
2022-10-31 14:00 |  | 10.83
2022-10-31 15:00 |  | 10.57
2022-10-31 16:00 |  | 12.49
2022-10-31 17:00 |  | 15.39
2022-10-31 18:00 |  | 19.74
2022-10-31 19:00 |  | 22.54
2022-10-31 20:00 |  | 23.45
2022-10-31 21:00 |  | 22.62
2022-10-31 22:00 |  | 24.98
2022-10-31 23:00 |  | 24.6
2022-11-01 |  | 23.54
2022-11-01 01:00 |  | 24.51
2022-11-01 02:00 |  | 21.57
2022-11-01 03:00 |  | 19.13
2022-11-01 04:00 |  | 18.86
2022-11-01 05:00 |  | 17.8
2022-11-01 06:00 |  | 16.23
2022-11-01 07:00 |  | 11.98
2022-11-01 08:00 |  | 13.27
2022-11-01 09:00 |  | 17.86
2022-11-01 10:00 |  | 18.77
2022-11-01 11:00 |  | 18.95
2022-11-01 12:00 |  | 18.95
2022-11-01 13:00 |  | 19.14
2022-11-01 14:00 |  | 21.05
2022-11-01 15:00 |  | 22.26
2022-11-01 16:00 |  | 23.12
2022-11-01 17:00 |  | 24.72
2022-11-01 18:00 |  | 26.59
2022-11-01 19:00 |  | 31.59
2022-11-01 20:00 |  | 36.92
2022-11-01 21:00 |  | 37.59
2022-11-01 22:00 |  | 34.44
2022-11-01 23:00 |  | 27.53
2022-11-02 |  | 23.61
2022-11-02 01:00 |  | 21.19
2022-11-02 02:00 |  | 20.12
2022-11-02 03:00 |  | 19.63
2022-11-02 04:00 |  | 20.75
2022-11-02 05:00 |  | 21.16
2022-11-02 06:00 |  | 22.36
2022-11-02 07:00 |  | 29.17
2022-11-02 08:00 |  | 34.63
2022-11-02 09:00 |  | 42.1
2022-11-02 10:00 |  | 48.57
2022-11-02 11:00 |  | 51.18
2022-11-02 12:00 |  | 54.76
2022-11-02 13:00 |  | 61.61
2022-11-02 14:00 |  | 59.83
2022-11-02 15:00 |  | 56.24
2022-11-02 16:00 |  | 53.55
2022-11-02 17:00 |  | 55.76
2022-11-02 18:00 |  | 58.02
2022-11-02 19:00 |  | 70.32
2022-11-02 20:00 |  | 89.88
2022-11-02 21:00 |  | 82.55
2022-11-02 22:00 |  | 72.47
2022-11-02 23:00 |  | 64.08
2022-11-03 |  | 54
2022-11-03 01:00 |  | 48.45
2022-11-03 02:00 |  | 45.74
2022-11-03 03:00 |  | 40.68
2022-11-03 04:00 |  | 36.17
2022-11-03 05:00 |  | 34.16
2022-11-03 06:00 |  | 33.89
2022-11-03 07:00 |  | 36.95
2022-11-03 08:00 |  | 45.66
2022-11-03 09:00 |  | 61.48
2022-11-03 10:00 |  | 72.87
2022-11-03 11:00 |  | 70.84
2022-11-03 12:00 |  | 67.5
2022-11-03 13:00 |  | 67.58
2022-11-03 14:00 |  | 69.36
2022-11-03 15:00 |  | 74.89
2022-11-03 16:00 |  | 80.89
2022-11-03 17:00 |  | 82.3
2022-11-03 18:00 |  | 77.58
2022-11-03 19:00 |  | 75.05
2022-11-03 20:00 |  | 67.77
2022-11-03 21:00 |  | 61.6
2022-11-03 22:00 |  | 57.38
2022-11-03 23:00 |  | 52.4
2022-11-04 |  | 48.05
2022-11-04 01:00 |  | 43.8
2022-11-04 02:00 |  | 40.7
2022-11-04 03:00 |  | 34.85
2022-11-04 04:00 |  | 30.55
2022-11-04 05:00 |  | 29.42
2022-11-04 06:00 |  | 29.08
2022-11-04 07:00 |  | 30.02
2022-11-04 08:00 |  | 32.4
2022-11-04 09:00 |  | 39.15
2022-11-04 10:00 |  | 47.82
2022-11-04 11:00 |  | 52.41
2022-11-04 12:00 |  | 59.45
2022-11-04 13:00 |  | 62.73
2022-11-04 14:00 |  | 64.18
2022-11-04 15:00 |  | 68.24
2022-11-04 16:00 |  | 72.73
2022-11-04 17:00 |  | 77.78
2022-11-04 18:00 |  | 78.75
2022-11-04 19:00 |  | 70.51
2022-11-04 20:00 |  | 58.85
2022-11-04 21:00 |  | 48.38
2022-11-04 22:00 |  | 39.76
2022-11-04 23:00 |  | 33.7
2022-11-05 |  | 30.66
2022-11-05 01:00 |  | 30.04
2022-11-05 02:00 |  | 27.93
2022-11-05 03:00 |  | 24.72
2022-11-05 04:00 |  | 22.14
2022-11-05 05:00 |  | 18.84
2022-11-05 06:00 |  | 17.69
2022-11-05 07:00 |  | 18.57
2022-11-05 08:00 |  | 21.73
2022-11-05 09:00 |  | 30.71
2022-11-05 10:00 |  | 37.42
2022-11-05 11:00 |  | 37.66
2022-11-05 12:00 |  | 37.07
2022-11-05 13:00 |  | 36.61
2022-11-05 14:00 |  | 37.37
2022-11-05 15:00 |  | 38.61
2022-11-05 16:00 |  | 35.83
2022-11-05 17:00 |  | 35.92
2022-11-05 18:00 |  | 38.75
2022-11-05 19:00 |  | 43.38
2022-11-05 20:00 |  | 48.35
2022-11-05 21:00 |  | 49.45
2022-11-05 22:00 |  | 48.72
2022-11-05 23:00 |  | 47.16
2022-11-06 |  | 38.42
2022-11-06 01:00 |  | 26.95
2022-11-06 02:00 |  | 24.8
2022-11-06 03:00 |  | 25.88
2022-11-06 04:00 |  | 25.27
2022-11-06 05:00 |  | 23
2022-11-06 06:00 |  | 20.21
2022-11-06 07:00 |  | 17.44
2022-11-06 08:00 |  | 18.12
2022-11-06 09:00 |  | 19.85
2022-11-06 10:00 |  | 21.59
2022-11-06 11:00 |  | 24.12
2022-11-06 12:00 |  | 28.54
2022-11-06 13:00 |  | 30.73
2022-11-06 14:00 |  | 31.81
2022-11-06 15:00 |  | 33.16
2022-11-06 16:00 |  | 38.48
2022-11-06 17:00 |  | 46.29
2022-11-06 18:00 |  | 45.27
2022-11-06 19:00 |  | 39.2
2022-11-06 20:00 |  | 40.13
2022-11-06 21:00 |  | 46.45
2022-11-06 22:00 |  | 45.7
2022-11-06 23:00 |  | 40.14
2022-11-07 |  | 35.52
2022-11-07 01:00 |  | 31.8
2022-11-07 02:00 |  | 27.93
2022-11-07 03:00 |  | 25.01
2022-11-07 04:00 |  | 25.06
2022-11-07 05:00 |  | 24.51
2022-11-07 06:00 |  | 23.76
2022-11-07 07:00 |  | 28.34
2022-11-07 08:00 |  | 29.46
2022-11-07 09:00 |  | 31.92
2022-11-07 10:00 |  | 33.38
2022-11-07 11:00 |  | 34.99
2022-11-07 12:00 |  | 40.58
2022-11-07 13:00 |  | 43.96
2022-11-07 14:00 |  | 42.58
2022-11-07 15:00 |  | 43.44
2022-11-07 16:00 |  | 43.85
2022-11-07 17:00 |  | 44.35
2022-11-07 18:00 |  | 46.07
2022-11-07 19:00 |  | 47.09
2022-11-07 20:00 |  | 43.76
2022-11-07 21:00 |  | 44.13
2022-11-07 22:00 |  | 42.42
2022-11-07 23:00 |  | 37.95
2022-11-08 |  | 36.14
2022-11-08 01:00 |  | 35.27
2022-11-08 02:00 |  | 34.83
2022-11-08 03:00 |  | 31.22
2022-11-08 04:00 |  | 26.96
2022-11-08 05:00 |  | 26.67
2022-11-08 06:00 |  | 26.89
2022-11-08 07:00 |  | 29.01
2022-11-08 08:00 |  | 31.38
2022-11-08 09:00 |  | 33.7
2022-11-08 10:00 |  | 38.79
2022-11-08 11:00 |  | 48.13
2022-11-08 12:00 |  | 58.81
2022-11-08 13:00 |  | 65.59
2022-11-08 14:00 |  | 69.38
2022-11-08 15:00 |  | 83.19
2022-11-08 16:00 |  | 89.66
2022-11-08 17:00 |  | 87.99
2022-11-08 18:00 |  | 76.78
2022-11-08 19:00 |  | 66.27
2022-11-08 20:00 |  | 50.76
2022-11-08 21:00 |  | 36.27
2022-11-08 22:00 |  | 28.66
2022-11-08 23:00 |  | 24.05
2022-11-09 |  | 20.04
2022-11-09 01:00 |  | 15.64
2022-11-09 02:00 |  | 13.39
2022-11-09 03:00 |  | 11.32
2022-11-09 04:00 |  | 9.742
2022-11-09 05:00 |  | 11.07
2022-11-09 06:00 |  | 15.33
2022-11-09 07:00 |  | 25.06
2022-11-09 08:00 |  | 31.86
2022-11-09 09:00 |  | 40.78
2022-11-09 10:00 |  | 43.44
2022-11-09 11:00 |  | 44.34
2022-11-09 12:00 |  | 39.54
2022-11-09 13:00 |  | 35.55
2022-11-09 14:00 |  | 36.3
2022-11-09 15:00 |  | 42.66
2022-11-09 16:00 |  | 52.42
2022-11-09 17:00 |  | 48.65
2022-11-09 18:00 |  | 34.05
2022-11-09 19:00 |  | 22.98
2022-11-09 20:00 |  | 17.35
2022-11-09 21:00 |  | 11.91
2022-11-09 22:00 |  | 7.444
2022-11-09 23:00 |  | 5.935
2022-11-10 |  | 4.655
2022-11-10 01:00 |  | 3.783
2022-11-10 02:00 |  | 2.92
2022-11-10 03:00 |  | 3.23
2022-11-10 04:00 |  | 3.99
2022-11-10 05:00 |  | 4.245
2022-11-10 06:00 |  | 4.95
2022-11-10 07:00 |  | 4.952
2022-11-10 08:00 |  | 7.581
2022-11-10 09:00 |  | 14.15
2022-11-10 10:00 |  | 16.89
2022-11-10 11:00 |  |  | 2.e
2022-11-10 12:00 |  | 29.97
2022-11-10 13:00 |  | 29.66
2022-11-10 14:00 |  | 27.34
2022-11-10 15:00 |  | 29.42
2022-11-10 16:00 |  | 30.48
2022-11-10 17:00 |  | 30.09
2022-11-10 18:00 |  | 29.81
2022-11-10 19:00 |  | 29.91
2022-11-10 20:00 |  | 29.94
2022-11-10 21:00 |  | 32.41
2022-11-10 22:00 |  | 30.4
2022-11-10 23:00 |  | 27.97
2022-11-11 |  | 25.48
2022-11-11 01:00 |  | 21.2
2022-11-11 02:00 |  | 20.05
2022-11-11 03:00 |  | 17.85
2022-11-11 04:00 |  | 16.12
2022-11-11 05:00 |  | 13.5
2022-11-11 06:00 |  | 13.19
2022-11-11 07:00 |  | 11.21
2022-11-11 08:00 |  | 10.68
2022-11-11 09:00 |  | 15.38
2022-11-11 10:00 |  | 19.91
2022-11-11 11:00 |  | 22.36
2022-11-11 12:00 |  | 26.38
2022-11-11 13:00 |  | 28
2022-11-11 14:00 |  | 25.95
2022-11-11 15:00 |  | 29.73
2022-11-11 16:00 |  | 33.93
2022-11-11 17:00 |  | 28.97
2022-11-11 18:00 |  | 21.53
2022-11-11 19:00 |  | 15.19
2022-11-11 20:00 |  | 12.63
2022-11-11 21:00 |  | 9.337
2022-11-11 22:00 |  | 8.392
2022-11-11 23:00 |  | 7.184
2022-11-12 |  | 4.917
2022-11-12 01:00 |  | 2.807
2022-11-12 02:00 |  | 3.315
2022-11-12 03:00 |  | 4.755
2022-11-12 04:00 |  | 5.204
2022-11-12 05:00 |  | 4.52
2022-11-12 06:00 |  | 4.394
2022-11-12 07:00 |  | 3.608
2022-11-12 08:00 |  | 2.492
2022-11-12 09:00 |  | 5
2022-11-12 10:00 |  | 4.791
2022-11-12 11:00 |  | 8.336
2022-11-12 12:00 |  | 9.955
2022-11-12 13:00 |  | 7.483
2022-11-12 14:00 |  | 6.092
2022-11-12 15:00 |  | 6
2022-11-12 16:00 |  | 7.319
2022-11-12 17:00 |  | 7.203
2022-11-12 18:00 |  | 9.155
2022-11-12 19:00 |  | 9.235
2022-11-12 20:00 |  | 16
2022-11-12 21:00 |  | 12
2022-11-12 22:00 |  | 17.18
2022-11-12 23:00 |  | 21.1
2022-11-13 |  | 22.06
2022-11-13 01:00 |  | 18.11
2022-11-13 02:00 |  | 15.01
2022-11-13 03:00 |  | 12.63
2022-11-13 04:00 |  | 10.97
2022-11-13 05:00 |  | 8.542
2022-11-13 06:00 |  | 8.164
2022-11-13 07:00 |  | 8.047
2022-11-13 08:00 |  | 6
2022-11-13 09:00 |  | 4.033
2022-11-13 10:00 |  | 9.182
2022-11-13 11:00 |  | 12.15
2022-11-13 12:00 |  | 15.49
2022-11-13 13:00 |  | 14.66
2022-11-13 14:00 |  | 10.29
2022-11-13 15:00 |  | 7.748
2022-11-13 16:00 |  | 9.752
2022-11-13 17:00 |  | 13.76
2022-11-13 18:00 |  | 17.22
2022-11-13 19:00 |  | 14.46
2022-11-13 20:00 |  | 11.55
2022-11-13 21:00 |  | 10.67
2022-11-13 22:00 |  | 12.39
2022-11-13 23:00 |  | 10.95
2022-11-14 |  | 9.175
2022-11-14 01:00 |  | 6.484
2022-11-14 02:00 |  | 5.891
2022-11-14 03:00 |  | 5.389
2022-11-14 04:00 |  | 6.242
2022-11-14 05:00 |  | 5.951
2022-11-14 06:00 |  | 5.033
2022-11-14 07:00 |  | 6
2022-11-14 08:00 |  | 6.838
2022-11-14 09:00 |  | 8.878
2022-11-14 10:00 |  | 9.627
2022-11-14 11:00 |  | 6.669
2022-11-14 12:00 |  | 7.588
2022-11-14 13:00 |  | 11.24
2022-11-14 14:00 |  | 13.71
2022-11-14 15:00 |  | 17.84
2022-11-14 16:00 |  | 15.49
2022-11-14 17:00 |  | 15.16
2022-11-14 18:00 |  | 17.55
2022-11-14 19:00 |  | 18.23
2022-11-14 20:00 |  | 14.57
2022-11-14 21:00 |  | 13.28
2022-11-14 22:00 |  | 13.71
2022-11-14 23:00 |  | 17.62
2022-11-15 |  | 24.01
2022-11-15 01:00 |  | 26.08
2022-11-15 02:00 |  | 27.21
2022-11-15 03:00 |  | 24.51
2022-11-15 04:00 |  | 18.3
2022-11-15 05:00 |  | 13.68
2022-11-15 06:00 |  | 10.34
2022-11-15 07:00 |  | 8.079
2022-11-15 08:00 |  | 8.039
2022-11-15 09:00 |  | 10.97
2022-11-15 10:00 |  | 13.96
2022-11-15 11:00 |  | 16.42
2022-11-15 12:00 |  | 20.28
2022-11-15 13:00 |  | 23.69
2022-11-15 14:00 |  | 24.7
2022-11-15 15:00 |  | 26.48
2022-11-15 16:00 |  | 30.81
2022-11-15 17:00 |  | 30.6
2022-11-15 18:00 |  | 26.88
2022-11-15 19:00 |  | 26.89
2022-11-15 20:00 |  | 30.2
2022-11-15 21:00 |  | 27.16
2022-11-15 22:00 |  | 21.49
2022-11-15 23:00 |  | 18.5
2022-11-16 |  | 18.14
2022-11-16 01:00 |  | 17.9
2022-11-16 02:00 |  | 16.95
2022-11-16 03:00 |  | 14.28
2022-11-16 04:00 |  | 13.92
2022-11-16 05:00 |  | 13.16
2022-11-16 06:00 |  | 14.45
2022-11-16 07:00 |  | 13.98
2022-11-16 08:00 |  | 16.01
2022-11-16 09:00 |  | 20.68
2022-11-16 10:00 |  | 21.28
2022-11-16 11:00 |  | 23.9
2022-11-16 12:00 |  | 27.48
2022-11-16 13:00 |  | 30.43
2022-11-16 14:00 |  | 31.22
2022-11-16 15:00 |  | 28.61
2022-11-16 16:00 |  | 27.89
2022-11-16 17:00 |  | 29.83
2022-11-16 18:00 |  | 28.54
2022-11-16 19:00 |  | 30.33
2022-11-16 20:00 |  | 34.66
2022-11-16 21:00 |  | 35.41
2022-11-16 22:00 |  | 29.48
2022-11-16 23:00 |  | 23.12
2022-11-17 |  | 17.24
2022-11-17 01:00 |  | 12.36
2022-11-17 02:00 |  | 13.21
2022-11-17 03:00 |  | 16.1
2022-11-17 04:00 |  | 17.67
2022-11-17 05:00 |  | 17.27
2022-11-17 06:00 |  | 16.07
2022-11-17 07:00 |  | 14.91
2022-11-17 08:00 |  | 16.86
2022-11-17 09:00 |  | 20.45
2022-11-17 10:00 |  | 23.92
2022-11-17 11:00 |  | 27.49
2022-11-17 12:00 |  |  | 2.e
2022-11-17 13:00 |  | 9
2022-11-17 14:00 |  | 7.854
2022-11-17 15:00 |  | 18.12
2022-11-17 16:00 |  | 24.64
2022-11-17 17:00 |  | 29.05
2022-11-17 18:00 |  | 31.24
2022-11-17 19:00 |  | 32.4
2022-11-17 20:00 |  | 30.67
2022-11-17 21:00 |  | 25.55
2022-11-17 22:00 |  | 19.07
2022-11-17 23:00 |  | 14.83
2022-11-18 |  | 11.97
2022-11-18 01:00 |  | 11.79
2022-11-18 02:00 |  | 10.94
2022-11-18 03:00 |  | 10.45
2022-11-18 04:00 |  | 9.181
2022-11-18 05:00 |  | 9.942
2022-11-18 06:00 |  | 9.637
2022-11-18 07:00 |  | 11.58
2022-11-18 08:00 |  | 13.62
2022-11-18 09:00 |  | 16.23
2022-11-18 10:00 |  | 19.59
2022-11-18 11:00 |  | 21.11
2022-11-18 12:00 |  | 25.23
2022-11-18 13:00 |  | 26.91
2022-11-18 14:00 |  | 29.75
2022-11-18 15:00 |  | 25.99
2022-11-18 16:00 |  | 25.56
2022-11-18 17:00 |  | 26.79
2022-11-18 18:00 |  | 25.95
2022-11-18 19:00 |  | 26.86
2022-11-18 20:00 |  | 26.01
2022-11-18 21:00 |  | 26.22
2022-11-18 22:00 |  | 24.52
2022-11-18 23:00 |  | 20.59
2022-11-19 |  | 14.71
2022-11-19 01:00 |  | 10.14
2022-11-19 02:00 |  | 9.248
2022-11-19 03:00 |  | 11.87
2022-11-19 04:00 |  | 12.54
2022-11-19 05:00 |  | 13.81
2022-11-19 06:00 |  | 13.09
2022-11-19 07:00 |  | 15.15
2022-11-19 08:00 |  | 26.68
2022-11-19 09:00 |  | 39.63
2022-11-19 10:00 |  | 39.37
2022-11-19 11:00 |  | 36.35
2022-11-19 12:00 |  | 33.38
2022-11-19 13:00 |  | 28.84
2022-11-19 14:00 |  | 27.66
2022-11-19 15:00 |  | 28.46
2022-11-19 16:00 |  | 34.02
2022-11-19 17:00 |  | 35.98
2022-11-19 18:00 |  | 30.95
2022-11-19 19:00 |  | 28.36
2022-11-19 20:00 |  | 27.66
2022-11-19 21:00 |  | 25.7
2022-11-19 22:00 |  | 19.99
2022-11-19 23:00 |  | 17.02
2022-11-20 |  | 15.5
2022-11-20 01:00 |  | 14.61
2022-11-20 02:00 |  | 14.7
2022-11-20 03:00 |  | 12.83
2022-11-20 04:00 |  | 11.04
2022-11-20 05:00 |  | 9.649
2022-11-20 06:00 |  | 11.69
2022-11-20 07:00 |  | 18.04
2022-11-20 08:00 |  | 21.65
2022-11-20 09:00 |  | 22.78
2022-11-20 10:00 |  | 23.24
2022-11-20 11:00 |  | 23.87
2022-11-20 12:00 |  | 24.87
2022-11-20 13:00 |  | 27.04
2022-11-20 14:00 |  | 27.75
2022-11-20 15:00 |  | 32.58
2022-11-20 16:00 |  | 33.52
2022-11-20 17:00 |  | 34.4
2022-11-20 18:00 |  | 33.59
2022-11-20 19:00 |  | 32.83
2022-11-20 20:00 |  | 32.86
2022-11-20 21:00 |  | 34.62
2022-11-20 22:00 |  | 34.12
2022-11-20 23:00 |  | 32.38
2022-11-21 |  | 30.37
2022-11-21 01:00 |  | 27.73
2022-11-21 02:00 |  | 22.55
2022-11-21 03:00 |  | 20.06
2022-11-21 04:00 |  | 18.47
2022-11-21 05:00 |  | 17.55
2022-11-21 06:00 |  | 19.83
2022-11-21 07:00 |  | 24.68
2022-11-21 08:00 |  | 27.51
2022-11-21 09:00 |  | 30.86
2022-11-21 10:00 |  | 33.57
2022-11-21 11:00 |  | 37.29
2022-11-21 12:00 |  | 41.93
2022-11-21 13:00 |  | 46.54
2022-11-21 14:00 |  | 50.26
2022-11-21 15:00 |  | 51.94
2022-11-21 16:00 |  | 53.23
2022-11-21 17:00 |  | 56.66
2022-11-21 18:00 |  | 56.57
2022-11-21 19:00 |  | 50.86
2022-11-21 20:00 |  | 44.4
2022-11-21 21:00 |  | 41.71
2022-11-21 22:00 |  | 39.41
2022-11-21 23:00 |  | 38.87
2022-11-22 |  | 34.76
2022-11-22 01:00 |  | 30.7
2022-11-22 02:00 |  | 30.31
2022-11-22 03:00 |  | 27.11
2022-11-22 04:00 |  | 25.6
2022-11-22 05:00 |  | 22.99
2022-11-22 06:00 |  | 20.53
2022-11-22 07:00 |  | 20.11
2022-11-22 08:00 |  | 26.7
2022-11-22 09:00 |  |  | 2.e
2022-11-22 10:00 |  |  | 2.e
2022-11-22 11:00 |  | 44.01
2022-11-22 12:00 |  | 42.19
2022-11-22 13:00 |  | 38.67
2022-11-22 14:00 |  | 40.12
2022-11-22 15:00 |  | 45.98
2022-11-22 16:00 |  | 45.03
2022-11-22 17:00 |  | 47.31
2022-11-22 18:00 |  | 56.44
2022-11-22 19:00 |  | 68.3
2022-11-22 20:00 |  | 80.96
2022-11-22 21:00 |  | 77.28
2022-11-22 22:00 |  | 65.82
2022-11-22 23:00 |  | 46.84
2022-11-23 |  | 33.38
2022-11-23 01:00 |  | 21.66
2022-11-23 02:00 |  | 14.35
2022-11-23 03:00 |  | 12.41
2022-11-23 04:00 |  | 11.38
2022-11-23 05:00 |  | 11.8
2022-11-23 06:00 |  | 11.99
2022-11-23 07:00 |  | 13.74
2022-11-23 08:00 |  | 14.33
2022-11-23 09:00 |  | 18.88
2022-11-23 10:00 |  | 27.29
2022-11-23 11:00 |  | 36.77
2022-11-23 12:00 |  | 41.76
2022-11-23 13:00 |  | 37.98
2022-11-23 14:00 |  | 33.18
2022-11-23 15:00 |  | 28.24
2022-11-23 16:00 |  | 28.57
2022-11-23 17:00 |  | 31.01
2022-11-23 18:00 |  | 28.61
2022-11-23 19:00 |  | 24.18
2022-11-23 20:00 |  | 16.6
2022-11-23 21:00 |  | 11.56
2022-11-23 22:00 |  | 10.95
2022-11-23 23:00 |  | 15.53
2022-11-24 |  | 17.24
2022-11-24 01:00 |  | 17.66
2022-11-24 02:00 |  | 14.66
2022-11-24 03:00 |  | 11.89
2022-11-24 04:00 |  | 9.596
2022-11-24 05:00 |  | 10.24
2022-11-24 06:00 |  | 9.718
2022-11-24 07:00 |  | 12.83
2022-11-24 08:00 |  | 18.18
2022-11-24 09:00 |  | 26.31
2022-11-24 10:00 |  | 36.71
2022-11-24 11:00 |  | 49.34
2022-11-24 12:00 |  | 56.75
2022-11-24 13:00 |  | 58.85
2022-11-24 14:00 |  | 62.74
2022-11-24 15:00 |  | 62.62
2022-11-24 16:00 |  | 57.87
2022-11-24 17:00 |  | 52.71
2022-11-24 18:00 |  | 45.87
2022-11-24 19:00 |  | 36.36
2022-11-24 20:00 |  | 30.43
2022-11-24 21:00 |  | 24.64
2022-11-24 22:00 |  | 26.27
2022-11-24 23:00 |  | 25.41
2022-11-25 |  | 24.5
2022-11-25 01:00 |  | 25.63
2022-11-25 02:00 |  | 27.21
2022-11-25 03:00 |  | 25.97
2022-11-25 04:00 |  | 24.18
2022-11-25 05:00 |  | 23.39
2022-11-25 06:00 |  | 25.08
2022-11-25 07:00 |  | 29.04
2022-11-25 08:00 |  | 35.07
2022-11-25 09:00 |  | 44.21
2022-11-25 10:00 |  | 53.19
2022-11-25 11:00 |  | 61.2
2022-11-25 12:00 |  | 60.42
2022-11-25 13:00 |  | 57.26
2022-11-25 14:00 |  | 51.3
2022-11-25 15:00 |  | 49.15
2022-11-25 16:00 |  | 50.4
2022-11-25 17:00 |  | 55.89
2022-11-25 18:00 |  | 50.05
2022-11-25 19:00 |  | 33.35
2022-11-25 20:00 |  | 17.43
2022-11-25 21:00 |  | 23.96
2022-11-25 22:00 |  | 31.59
2022-11-25 23:00 |  | 31.27
2022-11-26 |  | 24.78
2022-11-26 01:00 |  | 27.05
2022-11-26 02:00 |  | 26.84
2022-11-26 03:00 |  | 25.5
2022-11-26 04:00 |  | 20.48
2022-11-26 05:00 |  | 20.4
2022-11-26 06:00 |  | 25.65
2022-11-26 07:00 |  | 30.36
2022-11-26 08:00 |  | 33.96
2022-11-26 09:00 |  | 48.49
2022-11-26 10:00 |  | 73.7
2022-11-26 11:00 |  | 94.4
2022-11-26 12:00 |  | 100.6
2022-11-26 13:00 |  | 94.93
2022-11-26 14:00 |  | 78.53
2022-11-26 15:00 |  | 61.64
2022-11-26 16:00 |  | 64.59
2022-11-26 17:00 |  | 82.29
2022-11-26 18:00 |  | 73.12
2022-11-26 19:00 |  | 44.49
2022-11-26 20:00 |  |  | 2.h
2022-11-26 21:00 |  |  | 2.h
2022-11-26 22:00 |  |  | 2.h
2022-11-26 23:00 |  | 9.882
2022-11-27 |  | 12.4
2022-11-27 01:00 |  | 23.54
2022-11-27 02:00 |  | 34.68
2022-11-27 03:00 |  | 33.06
2022-11-27 04:00 |  | 36.85
2022-11-27 05:00 |  | 27.09
2022-11-27 06:00 |  | 30.42
2022-11-27 07:00 |  | 48
2022-11-27 08:00 |  | 57.05
2022-11-27 09:00 |  | 129.2
2022-11-27 10:00 |  | 218.4
2022-11-27 11:00 |  | 245.9
2022-11-27 12:00 |  | 238.8
2022-11-27 13:00 |  | 204.9
2022-11-27 14:00 |  | 161.8
2022-11-27 15:00 |  | 126.9
2022-11-27 16:00 |  | 128.5
2022-11-27 17:00 |  | 160.9
2022-11-27 18:00 |  | 106
2022-11-27 19:00 |  |  | 2.h
2022-11-27 20:00 |  |  | 2.b
2022-11-27 21:00 |  |  | 2.b
2022-11-27 22:00 |  |  | 2.h
2022-11-27 23:00 |  |  | 2.h
2022-11-28 |  |  | 2.h
2022-11-28 01:00 |  | 13.79
2022-11-28 02:00 |  | 40.95
2022-11-28 03:00 |  | 41.2
2022-11-28 04:00 |  | 45.81
2022-11-28 05:00 |  | 60.88
2022-11-28 06:00 |  | 39.01
2022-11-28 07:00 |  | 24.06
2022-11-28 08:00 |  |  | 2.h
2022-11-28 09:00 |  |  | 2.h
2022-11-28 10:00 |  |  | 2.h
2022-11-28 11:00 |  |  | 2.h
2022-11-28 12:00 |  |  | 2.h
2022-11-28 13:00 |  |  | 2.h
2022-11-28 14:00 |  |  | 2.h
2022-11-28 15:00 |  |  | 2.h
2022-11-28 16:00 |  |  | 2.h
2022-11-28 17:00 |  |  | 2.b
2022-11-28 18:00 |  |  | 2.b
2022-11-28 19:00 |  |  | 2.b
2022-11-28 20:00 |  |  | 2.b
2022-11-28 21:00 |  |  | 2.b
2022-11-28 22:00 |  |  | 2.b
2022-11-28 23:00 |  |  | 2.b
2022-11-29 |  |  | 2.b
2022-11-29 01:00 |  |  | 2.b
2022-11-29 02:00 |  |  | 2.b
2022-11-29 03:00 |  |  | 2.b
2022-11-29 04:00 |  |  | 2.b
2022-11-29 05:00 |  |  | 2.b
2022-11-29 06:00 |  |  | 2.b
2022-11-29 07:00 |  |  | 2.b
2022-11-29 08:00 |  |  | 2.b
2022-11-29 09:00 |  |  | 2.b
2022-11-29 10:00 |  |  | 2.b
2022-11-29 11:00 |  |  | 2.b
2022-11-29 12:00 |  |  | 2.b
2022-11-29 13:00 |  |  | 2.b
2022-11-29 14:00 |  |  | 2.b
2022-11-29 15:00 |  |  | 2.h
2022-11-29 16:00 |  |  | 2.h
2022-11-29 17:00 |  |  | 2.h
2022-11-29 18:00 |  |  | 2.h
2022-11-29 19:00 |  |  | 2.h
2022-11-29 20:00 |  |  | 2.b
2022-11-29 21:00 |  |  | 2.b
2022-11-29 22:00 |  |  | 2.b
2022-11-29 23:00 |  |  | 2.b
2022-11-30 |  |  | 2.b
2022-11-30 01:00 |  |  | 2.b
2022-11-30 02:00 |  |  | 2.b
2022-11-30 03:00 |  |  | 2.b
2022-11-30 04:00 |  |  | 2.b
2022-11-30 05:00 |  |  | 2.b
2022-11-30 06:00 |  |  | 2.b
2022-11-30 07:00 |  |  | 2.b
2022-11-30 08:00 |  |  | 2.b
2022-11-30 09:00 |  |  | 2.b
2022-11-30 10:00 |  |  | 2.b
2022-11-30 11:00 |  |  | 2.b
2022-11-30 12:00 |  |  | 2.e
2022-11-30 13:00 |  |  | 2.e
2022-11-30 14:00 |  | 10.56
2022-11-30 15:00 |  | 18.12
2022-11-30 16:00 |  | 21.51
2022-11-30 17:00 |  | 22.6
2022-11-30 18:00 |  | 25.8
2022-11-30 19:00 |  | 28.06
2022-11-30 20:00 |  | 32.22
2022-11-30 21:00 |  | 36.81
2022-11-30 22:00 |  | 38.38
2022-11-30 23:00 |  | 38.47
2022-12-01 |  | 35.83
2022-12-01 01:00 |  | 32.84
2022-12-01 02:00 |  | 30.58
2022-12-01 03:00 |  | 27.16
2022-12-01 04:00 |  | 27.52
2022-12-01 05:00 |  | 27.16
2022-12-01 06:00 |  | 25.73
2022-12-01 07:00 |  | 27.52
2022-12-01 08:00 |  | 36.77
2022-12-01 09:00 |  | 53.07
2022-12-01 10:00 |  | 69.11
2022-12-01 11:00 |  | 73.41
2022-12-01 12:00 |  | 65.24
2022-12-01 13:00 |  | 56.25
2022-12-01 14:00 |  | 46.72
2022-12-01 15:00 |  | 40.89
2022-12-01 16:00 |  | 38.85
2022-12-01 17:00 |  | 40.24
2022-12-01 18:00 |  | 42.28
2022-12-01 19:00 |  | 44.44
2022-12-01 20:00 |  | 42.8
2022-12-01 21:00 |  | 43.92
2022-12-01 22:00 |  | 43.41
2022-12-01 23:00 |  | 40.26
2022-12-02 |  | 38.88
2022-12-02 01:00 |  | 35.37
2022-12-02 02:00 |  | 30.68
2022-12-02 03:00 |  | 26.78
2022-12-02 04:00 |  | 23.7
2022-12-02 05:00 |  | 22.4
2022-12-02 06:00 |  | 23.04
2022-12-02 07:00 |  | 23.88
2022-12-02 08:00 |  | 24.79
2022-12-02 09:00 |  | 31.41
2022-12-02 10:00 |  | 40.74
2022-12-02 11:00 |  | 42.94
2022-12-02 12:00 |  | 43.92
2022-12-02 13:00 |  | 43.95
2022-12-02 14:00 |  | 39.53
2022-12-02 15:00 |  | 36.41
2022-12-02 16:00 |  | 35.55
2022-12-02 17:00 |  | 34.27
2022-12-02 18:00 |  | 32.76
2022-12-02 19:00 |  | 33.65
2022-12-02 20:00 |  | 33.67
2022-12-02 21:00 |  | 34.23
2022-12-02 22:00 |  | 31.51
2022-12-02 23:00 |  | 26.2
2022-12-03 |  | 20.18
2022-12-03 01:00 |  | 16.22
2022-12-03 02:00 |  | 13.52
2022-12-03 03:00 |  | 11.27
2022-12-03 04:00 |  | 10.72
2022-12-03 05:00 |  | 11.97
2022-12-03 06:00 |  | 14.41
2022-12-03 07:00 |  | 18.46
2022-12-03 08:00 |  | 20.28
2022-12-03 09:00 |  | 22.42
2022-12-03 10:00 |  | 27.05
2022-12-03 11:00 |  | 30.8
2022-12-03 12:00 |  | 32.33
2022-12-03 13:00 |  | 31.45
2022-12-03 14:00 |  | 24.88
2022-12-03 15:00 |  | 21.93
2022-12-03 16:00 |  | 24.06
2022-12-03 17:00 |  | 30.14
2022-12-03 18:00 |  | 35.47
2022-12-03 19:00 |  | 31.81
2022-12-03 20:00 |  | 37.37
2022-12-03 21:00 |  | 41.83
2022-12-03 22:00 |  | 38
2022-12-03 23:00 |  | 29.46
2022-12-04 |  | 20.17
2022-12-04 01:00 |  | 13.65
2022-12-04 02:00 |  | 13.31
2022-12-04 03:00 |  | 13.52
2022-12-04 04:00 |  | 13.1
2022-12-04 05:00 |  | 13.2
2022-12-04 06:00 |  | 13.12
2022-12-04 07:00 |  | 13.06
2022-12-04 08:00 |  | 16.02
2022-12-04 09:00 |  | 19.28
2022-12-04 10:00 |  | 20.25
2022-12-04 11:00 |  | 23.48
2022-12-04 12:00 |  | 24.74
2022-12-04 13:00 |  | 23.35
2022-12-04 14:00 |  | 20.47
2022-12-04 15:00 |  | 16.02
2022-12-04 16:00 |  | 14.73
2022-12-04 17:00 |  | 13.28
2022-12-04 18:00 |  | 11.32
2022-12-04 19:00 |  | 12.8
2022-12-04 20:00 |  | 16.89
2022-12-04 21:00 |  | 22.67
2022-12-04 22:00 |  | 27.91
2022-12-04 23:00 |  | 25.97
2022-12-05 |  | 21.92
2022-12-05 01:00 |  | 22.19
2022-12-05 02:00 |  | 21.16
2022-12-05 03:00 |  | 20.16
2022-12-05 04:00 |  | 18.34
2022-12-05 05:00 |  | 16.13
2022-12-05 06:00 |  | 15.5
2022-12-05 07:00 |  | 18.22
2022-12-05 08:00 |  | 18.67
2022-12-05 09:00 |  | 26.3
2022-12-05 10:00 |  | 32.41
2022-12-05 11:00 |  | 36.93
2022-12-05 12:00 |  | 40.43
2022-12-05 13:00 |  | 41.46
2022-12-05 14:00 |  | 43.78
2022-12-05 15:00 |  | 54.19
2022-12-05 16:00 |  | 63.08
2022-12-05 17:00 |  | 70.46
2022-12-05 18:00 |  | 64.68
2022-12-05 19:00 |  | 53.64
2022-12-05 20:00 |  | 45.54
2022-12-05 21:00 |  | 37.56
2022-12-05 22:00 |  | 25.89
2022-12-05 23:00 |  | 19.14
2022-12-06 |  | 19.27
2022-12-06 01:00 |  | 19.34
2022-12-06 02:00 |  | 18.49
2022-12-06 03:00 |  | 18.92
2022-12-06 04:00 |  | 23.1
2022-12-06 05:00 |  | 27.42
2022-12-06 06:00 |  | 31.48
2022-12-06 07:00 |  | 32.84
2022-12-06 08:00 |  | 39.35
2022-12-06 09:00 |  | 48.46
2022-12-06 10:00 |  | 51.79
2022-12-06 11:00 |  | 51.82
2022-12-06 12:00 |  | 50.73
2022-12-06 13:00 |  | 45.05
2022-12-06 14:00 |  | 38.64
2022-12-06 15:00 |  | 34.36
2022-12-06 16:00 |  | 37.38
2022-12-06 17:00 |  | 44.22
2022-12-06 18:00 |  | 41.84
2022-12-06 19:00 |  | 37.73
2022-12-06 20:00 |  | 41.38
2022-12-06 21:00 |  | 52.31
2022-12-06 22:00 |  | 83.87
2022-12-06 23:00 |  | 87.49
2022-12-07 |  | 91.42
2022-12-07 01:00 |  | 79.27
2022-12-07 02:00 |  | 58.78
2022-12-07 03:00 |  | 42.88
2022-12-07 04:00 |  | 34.59
2022-12-07 05:00 |  | 33.23
2022-12-07 06:00 |  | 33.65
2022-12-07 07:00 |  | 40.28
2022-12-07 08:00 |  | 47.95
2022-12-07 09:00 |  |  | 2.e
2022-12-07 10:00 |  | 69.47
2022-12-07 11:00 |  | 64.75
2022-12-07 12:00 |  | 53.55
2022-12-07 13:00 |  | 46.6
2022-12-07 14:00 |  | 45.63
2022-12-07 15:00 |  | 53.74
2022-12-07 16:00 |  | 65.27
2022-12-07 17:00 |  | 73
2022-12-07 18:00 |  | 79.25
2022-12-07 19:00 |  | 76.52
2022-12-07 20:00 |  | 62.71
2022-12-07 21:00 |  | 46.23
2022-12-07 22:00 |  | 30.91
2022-12-07 23:00 |  | 18.78
2022-12-08 |  | 14.65
2022-12-08 01:00 |  | 12.15
2022-12-08 02:00 |  | 11.93
2022-12-08 03:00 |  | 9.922
2022-12-08 04:00 |  | 7.913
2022-12-08 05:00 |  | 7.043
2022-12-08 06:00 |  | 7.293
2022-12-08 07:00 |  | 7.101
2022-12-08 08:00 |  | 6.102
2022-12-08 09:00 |  | 6.959
2022-12-08 10:00 |  | 8.289
2022-12-08 11:00 |  | 9.771
2022-12-08 12:00 |  | 11.47
2022-12-08 13:00 |  | 15.71
2022-12-08 14:00 |  | 17.66
2022-12-08 15:00 |  | 18.5
2022-12-08 16:00 |  | 17.72
2022-12-08 17:00 |  | 15.86
2022-12-08 18:00 |  | 15.19
2022-12-08 19:00 |  | 12.57
2022-12-08 20:00 |  | 8.239
2022-12-08 21:00 |  | 4.316
2022-12-08 22:00 |  | 3.2
2022-12-08 23:00 |  | 3.57
2022-12-09 |  | 2.923
2022-12-09 01:00 |  | 3.982
2022-12-09 02:00 |  | 6.09
2022-12-09 03:00 |  | 6.868
2022-12-09 04:00 |  | 7.489
2022-12-09 05:00 |  | 7.611
2022-12-09 06:00 |  | 9.444
2022-12-09 07:00 |  | 11.5
2022-12-09 08:00 |  | 11.5
2022-12-09 09:00 |  | 17.86
2022-12-09 10:00 |  | 23.69
2022-12-09 11:00 |  | 27.8
2022-12-09 12:00 |  | 29.52
2022-12-09 13:00 |  | 27.03
2022-12-09 14:00 |  | 23.08
2022-12-09 15:00 |  | 23.8
2022-12-09 16:00 |  | 24.34
2022-12-09 17:00 |  | 25.75
2022-12-09 18:00 |  | 24.51
2022-12-09 19:00 |  | 23.3
2022-12-09 20:00 |  | 21.85
2022-12-09 21:00 |  | 17.67
2022-12-09 22:00 |  | 17.31
2022-12-09 23:00 |  | 17.86
2022-12-10 |  | 19.25
2022-12-10 01:00 |  | 23.71
2022-12-10 02:00 |  | 22.6
2022-12-10 03:00 |  | 20.15
2022-12-10 04:00 |  | 18.17
2022-12-10 05:00 |  | 18.43
2022-12-10 06:00 |  | 20.11
2022-12-10 07:00 |  | 19.3
2022-12-10 08:00 |  | 23.35
2022-12-10 09:00 |  | 30.57
2022-12-10 10:00 |  | 34.8
2022-12-10 11:00 |  | 36.3
2022-12-10 12:00 |  | 32.85
2022-12-10 13:00 |  | 30.23
2022-12-10 14:00 |  | 25.83
2022-12-10 15:00 |  | 21.86
2022-12-10 16:00 |  | 19.38
2022-12-10 17:00 |  | 19.39
2022-12-10 18:00 |  | 18.64
2022-12-10 19:00 |  | 20.22
2022-12-10 20:00 |  | 25.84
2022-12-10 21:00 |  | 29.23
2022-12-10 22:00 |  | 27.73
2022-12-10 23:00 |  | 27
2022-12-11 |  | 26.34
2022-12-11 01:00 |  | 25.45
2022-12-11 02:00 |  | 23.35
2022-12-11 03:00 |  | 21.54
2022-12-11 04:00 |  | 17.59
2022-12-11 05:00 |  | 15.5
2022-12-11 06:00 |  | 15.1
2022-12-11 07:00 |  | 14.64
2022-12-11 08:00 |  | 16.73
2022-12-11 09:00 |  | 23.44
2022-12-11 10:00 |  | 30.1
2022-12-11 11:00 |  | 31.99
2022-12-11 12:00 |  | 29.93
2022-12-11 13:00 |  | 29.3
2022-12-11 14:00 |  | 26.12
2022-12-11 15:00 |  | 23.82
2022-12-11 16:00 |  | 22.04
2022-12-11 17:00 |  | 20.69
2022-12-11 18:00 |  | 19.58
2022-12-11 19:00 |  | 18.83
2022-12-11 20:00 |  | 21.72
2022-12-11 21:00 |  | 21.34
2022-12-11 22:00 |  | 21.54
2022-12-11 23:00 |  | 18.02
2022-12-12 |  | 15.25
2022-12-12 01:00 |  | 12.42
2022-12-12 02:00 |  | 11.44
2022-12-12 03:00 |  | 9.957
2022-12-12 04:00 |  | 9.541
2022-12-12 05:00 |  | 12.28
2022-12-12 06:00 |  | 14.36
2022-12-12 07:00 |  | 15.94
2022-12-12 08:00 |  | 19.15
2022-12-12 09:00 |  | 28.82
2022-12-12 10:00 |  | 30.86
2022-12-12 11:00 |  | 30.81
2022-12-12 12:00 |  | 30.55
2022-12-12 13:00 |  | 30.84
2022-12-12 14:00 |  | 31.27
2022-12-12 15:00 |  | 34.06
2022-12-12 16:00 |  | 35.64
2022-12-12 17:00 |  | 34.54
2022-12-12 18:00 |  | 34.1
2022-12-12 19:00 |  | 34.58
2022-12-12 20:00 |  | 36.03
2022-12-12 21:00 |  | 33.91
2022-12-12 22:00 |  | 27.46
2022-12-12 23:00 |  | 19.74
2022-12-13 |  | 16.57
2022-12-13 01:00 |  | 15.78
2022-12-13 02:00 |  | 12.38
2022-12-13 03:00 |  | 10.9
2022-12-13 04:00 |  | 9.443
2022-12-13 05:00 |  | 9.607
2022-12-13 06:00 |  | 12.15
2022-12-13 07:00 |  | 14.74
2022-12-13 08:00 |  | 15.72
2022-12-13 09:00 |  | 20.26
2022-12-13 10:00 |  | 25.53
2022-12-13 11:00 |  | 27.51
2022-12-13 12:00 |  | 29.72
2022-12-13 13:00 |  | 29.41
2022-12-13 14:00 |  | 27.43
2022-12-13 15:00 |  | 27.18
2022-12-13 16:00 |  | 28.2
2022-12-13 17:00 |  | 28.73
2022-12-13 18:00 |  | 25.97
2022-12-13 19:00 |  | 26.55
2022-12-13 20:00 |  | 29.18
2022-12-13 21:00 |  | 31.11
2022-12-13 22:00 |  | 26.07
2022-12-13 23:00 |  | 18.69
2022-12-14 |  | 11.37
2022-12-14 01:00 |  | 8.098
2022-12-14 02:00 |  | 9.099
2022-12-14 03:00 |  | 11.02
2022-12-14 04:00 |  | 11.59
2022-12-14 05:00 |  | 12.01
2022-12-14 06:00 |  | 12.48
2022-12-14 07:00 |  | 13.82
2022-12-14 08:00 |  | 16.7
2022-12-14 09:00 |  | 21.9
2022-12-14 10:00 |  |  | 2.e
2022-12-14 11:00 |  | 2
2022-12-14 12:00 |  | 3.657
2022-12-14 13:00 |  | 10.2
2022-12-14 14:00 |  | 12.87
2022-12-14 15:00 |  | 16.64
2022-12-14 16:00 |  | 21.42
2022-12-14 17:00 |  | 30.15
2022-12-14 18:00 |  | 27.28
2022-12-14 19:00 |  | 23.71
2022-12-14 20:00 |  | 23.34
2022-12-14 21:00 |  | 28.08
2022-12-14 22:00 |  | 31.75
2022-12-14 23:00 |  | 28.74
2022-12-15 |  | 23.89
2022-12-15 01:00 |  | 21.18
2022-12-15 02:00 |  | 20.04
2022-12-15 03:00 |  | 17.4
2022-12-15 04:00 |  | 15.52
2022-12-15 05:00 |  | 14.53
2022-12-15 06:00 |  | 14.96
2022-12-15 07:00 |  | 17.43
2022-12-15 08:00 |  | 22.86
2022-12-15 09:00 |  | 32.36
2022-12-15 10:00 |  | 45
2022-12-15 11:00 |  | 59.99
2022-12-15 12:00 |  | 71.88
2022-12-15 13:00 |  | 69.49
2022-12-15 14:00 |  | 68.75
2022-12-15 15:00 |  | 72.97
2022-12-15 16:00 |  | 77.07
2022-12-15 17:00 |  | 78.12
2022-12-15 18:00 |  | 75.42
2022-12-15 19:00 |  | 69.97
2022-12-15 20:00 |  | 61.97
2022-12-15 21:00 |  | 52.99
2022-12-15 22:00 |  | 44.01
2022-12-15 23:00 |  | 35.92
2022-12-16 |  | 31.37
2022-12-16 01:00 |  | 27.6
2022-12-16 02:00 |  | 25.79
2022-12-16 03:00 |  | 22.49
2022-12-16 04:00 |  | 20.87
2022-12-16 05:00 |  | 21.23
2022-12-16 06:00 |  | 22.21
2022-12-16 07:00 |  | 25.35
2022-12-16 08:00 |  | 29.09
2022-12-16 09:00 |  | 33.76
2022-12-16 10:00 |  | 38.8
2022-12-16 11:00 |  | 44.06
2022-12-16 12:00 |  | 45.75
2022-12-16 13:00 |  | 42.07
2022-12-16 14:00 |  | 37.73
2022-12-16 15:00 |  | 37.15
2022-12-16 16:00 |  | 33.7
2022-12-16 17:00 |  | 32.4
2022-12-16 18:00 |  | 32.62
2022-12-16 19:00 |  | 37.05
2022-12-16 20:00 |  | 47.02
2022-12-16 21:00 |  | 52.85
2022-12-16 22:00 |  | 50.63
2022-12-16 23:00 |  | 43.23
2022-12-17 |  | 39
2022-12-17 01:00 |  | 36.35
2022-12-17 02:00 |  | 29.68
2022-12-17 03:00 |  | 23.62
2022-12-17 04:00 |  | 19.81
2022-12-17 05:00 |  | 17.12
2022-12-17 06:00 |  | 19.29
2022-12-17 07:00 |  | 19.89
2022-12-17 08:00 |  | 21.78
2022-12-17 09:00 |  | 26.52
2022-12-17 10:00 |  | 30.95
2022-12-17 11:00 |  | 39.05
2022-12-17 12:00 |  | 42.3
2022-12-17 13:00 |  | 42.77
2022-12-17 14:00 |  | 37.52
2022-12-17 15:00 |  | 29.1
2022-12-17 16:00 |  | 26.7
2022-12-17 17:00 |  | 27.75
2022-12-17 18:00 |  | 23.78
2022-12-17 19:00 |  | 18.84
2022-12-17 20:00 |  | 22.89
2022-12-17 21:00 |  | 31.16
2022-12-17 22:00 |  | 32.86
2022-12-17 23:00 |  | 29.46
2022-12-18 |  | 26.44
2022-12-18 01:00 |  | 21.81
2022-12-18 02:00 |  | 14.86
2022-12-18 03:00 |  | 9.269
2022-12-18 04:00 |  | 8.262
2022-12-18 05:00 |  | 8.877
2022-12-18 06:00 |  | 9.847
2022-12-18 07:00 |  | 12.48
2022-12-18 08:00 |  | 17.9
2022-12-18 09:00 |  | 29.36
2022-12-18 10:00 |  | 42.99
2022-12-18 11:00 |  | 59
2022-12-18 12:00 |  | 67.11
2022-12-18 13:00 |  | 57.98
2022-12-18 14:00 |  | 44.02
2022-12-18 15:00 |  | 33.27
2022-12-18 16:00 |  | 32.58
2022-12-18 17:00 |  | 48.62
2022-12-18 18:00 |  | 44.37
2022-12-18 19:00 |  | 22.03
2022-12-18 20:00 |  | 23.44
2022-12-18 21:00 |  | 66.02
2022-12-18 22:00 |  | 67.03
2022-12-18 23:00 |  | 48.06
2022-12-19 |  | 34.82
2022-12-19 01:00 |  | 35.96
2022-12-19 02:00 |  | 34.21
2022-12-19 03:00 |  | 30.38
2022-12-19 04:00 |  | 26.45
2022-12-19 05:00 |  | 25.44
2022-12-19 06:00 |  | 26.95
2022-12-19 07:00 |  | 34.51
2022-12-19 08:00 |  | 46.45
2022-12-19 09:00 |  | 89.77
2022-12-19 10:00 |  | 119.1
2022-12-19 11:00 |  | 150.7
2022-12-19 12:00 |  | 187.2
2022-12-19 13:00 |  | 184.9
2022-12-19 14:00 |  | 147.1
2022-12-19 15:00 |  | 110.9
2022-12-19 16:00 |  | 95.62
2022-12-19 17:00 |  | 86.06
2022-12-19 18:00 |  | 63.37
2022-12-19 19:00 |  | 49.01
2022-12-19 20:00 |  | 53.73
2022-12-19 21:00 |  | 55.08
2022-12-19 22:00 |  | 42.37
2022-12-19 23:00 |  | 31.98
2022-12-20 |  | 27.71
2022-12-20 01:00 |  | 44.02
2022-12-20 02:00 |  | 44.75
2022-12-20 03:00 |  | 41.55
2022-12-20 04:00 |  | 29.02
2022-12-20 05:00 |  | 22.24
2022-12-20 06:00 |  | 25.91
2022-12-20 07:00 |  | 39.31
2022-12-20 08:00 |  | 60.39
2022-12-20 09:00 |  | 126.6
2022-12-20 10:00 |  | 5
2022-12-20 11:00 |  | 5.464
2022-12-20 12:00 |  | 15.17
2022-12-20 13:00 |  | 24.04
2022-12-20 14:00 |  | 28.12
2022-12-20 15:00 |  | 31.97
2022-12-20 16:00 |  | 32.03
2022-12-20 17:00 |  | 36.39
2022-12-20 18:00 |  | 45.09
2022-12-20 19:00 |  | 50.69
2022-12-20 20:00 |  | 39.13
2022-12-20 21:00 |  | 22.46
2022-12-20 22:00 |  | 18.45
2022-12-20 23:00 |  | 17.18
2022-12-21 |  | 16.94
2022-12-21 01:00 |  | 14.85
2022-12-21 02:00 |  | 15.07
2022-12-21 03:00 |  | 15.99
2022-12-21 04:00 |  | 18.23
2022-12-21 05:00 |  | 19.09
2022-12-21 06:00 |  | 18.81
2022-12-21 07:00 |  | 15.88
2022-12-21 08:00 |  | 20.23
2022-12-21 09:00 |  | 32.43
2022-12-21 10:00 |  | 42.09
2022-12-21 11:00 |  | 48.3
2022-12-21 12:00 |  | 47.9
2022-12-21 13:00 |  | 43.45
2022-12-21 14:00 |  | 38.02
2022-12-21 15:00 |  | 37.91
2022-12-21 16:00 |  | 47.11
2022-12-21 17:00 |  | 62.03
2022-12-21 18:00 |  | 52.68
2022-12-21 19:00 |  | 32.09
2022-12-21 20:00 |  | 13.58
2022-12-21 21:00 |  | 5
2022-12-21 22:00 |  | 4
2022-12-21 23:00 |  | 16.92
2022-12-22 |  | 22.49
2022-12-22 01:00 |  | 26.44
2022-12-22 02:00 |  | 27.07
2022-12-22 03:00 |  | 37.71
2022-12-22 04:00 |  | 33.94
2022-12-22 05:00 |  | 31.99
2022-12-22 06:00 |  | 27.31
2022-12-22 07:00 |  | 25.81
2022-12-22 08:00 |  | 30.61
2022-12-22 09:00 |  | 31.61
2022-12-22 10:00 |  | 22.71
2022-12-22 11:00 |  | 18.61
2022-12-22 12:00 |  | 11.46
2022-12-22 13:00 |  | 4.289
2022-12-22 14:00 |  | 2.439
2022-12-22 15:00 |  | 2.953
2022-12-22 16:00 |  | 2.379
2022-12-22 17:00 |  | 1.963
2022-12-22 18:00 |  | 6.489
2022-12-22 19:00 |  | 7.666
2022-12-22 20:00 |  | 8.907
2022-12-22 21:00 |  | 10.53
2022-12-22 22:00 |  | 15.01
2022-12-22 23:00 |  | 18.92
2022-12-23 |  | 23.59
2022-12-23 01:00 |  | 27.91
2022-12-23 02:00 |  | 26.31
2022-12-23 03:00 |  | 24.08
2022-12-23 04:00 |  | 21.86
2022-12-23 05:00 |  | 21.22
2022-12-23 06:00 |  | 19.61
2022-12-23 07:00 |  | 20.32
2022-12-23 08:00 |  | 22.56
2022-12-23 09:00 |  | 28.37
2022-12-23 10:00 |  |  | 2.a
2022-12-23 11:00 |  | 7.714
2022-12-23 12:00 |  | 16.96
2022-12-23 13:00 |  | 20.87
2022-12-23 14:00 |  | 22.1
2022-12-23 15:00 |  | 24.04
2022-12-23 16:00 |  | 28.46
2022-12-23 17:00 |  | 34.99
2022-12-23 18:00 |  | 33.17
2022-12-23 19:00 |  | 30.44
2022-12-23 20:00 |  | 30.97
2022-12-23 21:00 |  | 29.87
2022-12-23 22:00 |  | 27.47
2022-12-23 23:00 |  | 23.8
2022-12-24 |  | 25.3
2022-12-24 01:00 |  | 26.77
2022-12-24 02:00 |  | 21.24
2022-12-24 03:00 |  | 16.72
2022-12-24 04:00 |  | 13.84
2022-12-24 05:00 |  | 12.29
2022-12-24 06:00 |  | 10.97
2022-12-24 07:00 |  | 9.12
2022-12-24 08:00 |  | 9.642
2022-12-24 09:00 |  | 12.3
2022-12-24 10:00 |  | 15.53
2022-12-24 11:00 |  | 17.01
2022-12-24 12:00 |  | 19.62
2022-12-24 13:00 |  | 22.17
2022-12-24 14:00 |  | 25.16
2022-12-24 15:00 |  | 26.33
2022-12-24 16:00 |  | 24.05
2022-12-24 17:00 |  | 21.79
2022-12-24 18:00 |  | 20.05
2022-12-24 19:00 |  | 22.18
2022-12-24 20:00 |  | 24.93
2022-12-24 21:00 |  | 28.74
2022-12-24 22:00 |  | 31.36
2022-12-24 23:00 |  | 32.19
2022-12-25 |  | 33.15
2022-12-25 01:00 |  | 33.43
2022-12-25 02:00 |  | 30.93
2022-12-25 03:00 |  | 26.59
2022-12-25 04:00 |  | 23.73
2022-12-25 05:00 |  | 21.5
2022-12-25 06:00 |  | 20.55
2022-12-25 07:00 |  | 16.36
2022-12-25 08:00 |  | 13.59
2022-12-25 09:00 |  | 17.52
2022-12-25 10:00 |  | 23.06
2022-12-25 11:00 |  | 25.51
2022-12-25 12:00 |  | 25.92
2022-12-25 13:00 |  | 23.59
2022-12-25 14:00 |  | 20.71
2022-12-25 15:00 |  | 20.28
2022-12-25 16:00 |  | 21.96
2022-12-25 17:00 |  | 26.8
2022-12-25 18:00 |  | 21.87
2022-12-25 19:00 |  | 13.15
2022-12-25 20:00 |  | 10.31
2022-12-25 21:00 |  | 23.1
2022-12-25 22:00 |  | 31.38
2022-12-25 23:00 |  | 24.34
2022-12-26 |  | 22.89
2022-12-26 01:00 |  | 23.93
2022-12-26 02:00 |  | 26.09
2022-12-26 03:00 |  | 26.99
2022-12-26 04:00 |  | 27.09
2022-12-26 05:00 |  | 26.41
2022-12-26 06:00 |  | 25.38
2022-12-26 07:00 |  | 28.85
2022-12-26 08:00 |  | 34.55
2022-12-26 09:00 |  | 41.69
2022-12-26 10:00 |  | 44.21
2022-12-26 11:00 |  | 43.44
2022-12-26 12:00 |  | 40.47
2022-12-26 13:00 |  | 37.66
2022-12-26 14:00 |  | 39.53
2022-12-26 15:00 |  | 43.51
2022-12-26 16:00 |  | 46.65
2022-12-26 17:00 |  | 49.81
2022-12-26 18:00 |  | 48.52
2022-12-26 19:00 |  | 46.31
2022-12-26 20:00 |  | 44.79
2022-12-26 21:00 |  | 44.46
2022-12-26 22:00 |  | 45.64
2022-12-26 23:00 |  | 44.58
2022-12-27 |  | 45.35
2022-12-27 01:00 |  | 53.21
2022-12-27 02:00 |  | 47.23
2022-12-27 03:00 |  | 36.73
2022-12-27 04:00 |  | 30.82
2022-12-27 05:00 |  | 27.95
2022-12-27 06:00 |  | 28.55
2022-12-27 07:00 |  | 26.39
2022-12-27 08:00 |  | 25.96
2022-12-27 09:00 |  | 31.24
2022-12-27 10:00 |  | 40.14
2022-12-27 11:00 |  | 47.63
2022-12-27 12:00 |  | 51.64
2022-12-27 13:00 |  | 51.39
2022-12-27 14:00 |  | 45.41
2022-12-27 15:00 |  | 38.6
2022-12-27 16:00 |  | 35.95
2022-12-27 17:00 |  | 36.73
2022-12-27 18:00 |  | 36.45
2022-12-27 19:00 |  | 44.16
2022-12-27 20:00 |  | 51.47
2022-12-27 21:00 |  | 53.88
2022-12-27 22:00 |  | 51.17
2022-12-27 23:00 |  | 45.86
2022-12-28 |  | 41.63
2022-12-28 01:00 |  | 38.09
2022-12-28 02:00 |  | 36.52
2022-12-28 03:00 |  | 34.77
2022-12-28 04:00 |  | 32.29
2022-12-28 05:00 |  | 27.4
2022-12-28 06:00 |  | 25.22
2022-12-28 07:00 |  | 21.96
2022-12-28 08:00 |  | 40.07
2022-12-28 09:00 |  | 52.86
2022-12-28 10:00 |  | 50.81
2022-12-28 11:00 |  | 47.35
2022-12-28 12:00 |  | 47.8
2022-12-28 13:00 |  | 49.75
2022-12-28 14:00 |  | 51.36
2022-12-28 15:00 |  | 49.82
2022-12-28 16:00 |  | 49.19
2022-12-28 17:00 |  | 47.23
2022-12-28 18:00 |  | 44.64
2022-12-28 19:00 |  | 47.81
2022-12-28 20:00 |  | 49.55
2022-12-28 21:00 |  | 49.95
2022-12-28 22:00 |  | 48.57
2022-12-28 23:00 |  | 41.27
2022-12-29 |  | 36.87
2022-12-29 01:00 |  | 34.33
2022-12-29 02:00 |  | 31.08
2022-12-29 03:00 |  | 28.18
2022-12-29 04:00 |  | 27.21
2022-12-29 05:00 |  | 26.22
2022-12-29 06:00 |  | 25.85
2022-12-29 07:00 |  | 25.46
2022-12-29 08:00 |  | 26.95
2022-12-29 09:00 |  | 32.57
2022-12-29 10:00 |  | 35.94
2022-12-29 11:00 |  | 40.2
2022-12-29 12:00 |  | 44.49
2022-12-29 13:00 |  | 44.71
2022-12-29 14:00 |  | 44
2022-12-29 15:00 |  | 47.39
2022-12-29 16:00 |  | 46.52
2022-12-29 17:00 |  | 48.32
2022-12-29 18:00 |  | 51.51
2022-12-29 19:00 |  | 53.65
2022-12-29 20:00 |  | 52.21
2022-12-29 21:00 |  | 51.03
2022-12-29 22:00 |  | 50.26
2022-12-29 23:00 |  | 44.51
2022-12-30 |  | 37.21
2022-12-30 01:00 |  | 27.85
2022-12-30 02:00 |  | 23.51
2022-12-30 03:00 |  | 24.09
2022-12-30 04:00 |  | 25.3
2022-12-30 05:00 |  | 24.36
2022-12-30 06:00 |  | 25.31
2022-12-30 07:00 |  | 33.14
2022-12-30 08:00 |  | 45.53
2022-12-30 09:00 |  | 71.06
2022-12-30 10:00 |  | 119.1
2022-12-30 11:00 |  | 147.5
2022-12-30 12:00 |  | 142.9
2022-12-30 13:00 |  | 118.6
2022-12-30 14:00 |  | 94.21
2022-12-30 15:00 |  | 77.73
2022-12-30 16:00 |  | 67.49
2022-12-30 17:00 |  | 56.69
2022-12-30 18:00 |  | 53.24
2022-12-30 19:00 |  | 54.8
2022-12-30 20:00 |  | 56.81
2022-12-30 21:00 |  | 55.04
2022-12-30 22:00 |  | 49.8
2022-12-30 23:00 |  | 42.33
2022-12-31 |  | 36.77
2022-12-31 01:00 |  | 33.74
2022-12-31 02:00 |  | 31.8
2022-12-31 03:00 |  | 31.24
2022-12-31 04:00 |  | 32.66
2022-12-31 05:00 |  | 29.76
2022-12-31 06:00 |  | 27.24
2022-12-31 07:00 |  | 23.93
2022-12-31 08:00 |  | 23.3
2022-12-31 09:00 |  | 26.7
2022-12-31 10:00 |  | 30.38
2022-12-31 11:00 |  | 37.2
2022-12-31 12:00 |  | 48.06
2022-12-31 13:00 |  | 52.67
2022-12-31 14:00 |  | 52.24
2022-12-31 15:00 |  | 49.98
2022-12-31 16:00 |  | 50.2
2022-12-31 17:00 |  | 67.92
2022-12-31 18:00 |  | 74.4
2022-12-31 19:00 |  | 70.41
2022-12-31 20:00 |  | 68.05
2022-12-31 21:00 |  | 56.9
2022-12-31 22:00 |  | 41.79
2022-12-31 23:00 |  | 33.1

## Registros MP2,5
Datos del equipo | [8 empty] | Validación |  | Calibración |  |  |  |  | Mantención
N° Serie | Marca | Modelo | Parámetro | Tipo | Denominación | Código del metodo | Periodo de Uso del Equipo (aaaammdd hhmm - aaaammdd hhmm) | Motivo Cambio Equipo | Unidad de Medición del Equipo | Factor de Conversión de Unidad | Patrón Flujo | Marca/Modelo | N° Serie | Fecha de Certificación Patrón Flujo | Fecha de Calibración Equipo | Fecha Última Mantención
| Met One Instruments BAM-1020 System | Met One Instruments BAM-1020 System | MP2,5 | Analyzers | EQPM-0308-170 | 185 | 202201010000 - 202212312300 |  | μg/m3
PROMEDIOS HORARIOS EQUIPOS CONTINUOS |  |  |  |  | PROMEDIOS DIARIOS EQUIPOS GRAVIMETRICOS
Fecha y Hora (aaaammdd hh) | Dato sin Validar MP2,5 | Dato Validado MP2,5 | Código de Invalidación de datos (D.S. N°61/2008) |  | Fecha (aaaammdd) | Dato sin Validar MP2,5 | Dato Validado MP2,5 (µg/m3) | Código de Invalidación de datos (D.S. N°61/2008)
2022-01-01 |  | 31
2022-01-01 01:00 |  | 14
2022-01-01 02:00 |  | 12
2022-01-01 03:00 |  | 10
2022-01-01 04:00 |  | 8
2022-01-01 05:00 |  | 8
2022-01-01 06:00 |  | 8
2022-01-01 07:00 |  | 7
2022-01-01 08:00 |  | 7
2022-01-01 09:00 |  | 4
2022-01-01 10:00 |  | 1
2022-01-01 11:00 |  | 4
2022-01-01 12:00 |  | 3
2022-01-01 13:00 |  | 1
2022-01-01 14:00 |  | 3
2022-01-01 15:00 |  | 3
2022-01-01 16:00 |  | 4
2022-01-01 17:00 |  | 5
2022-01-01 18:00 |  | 3
2022-01-01 19:00 |  | 1
2022-01-01 20:00 |  | 1
2022-01-01 21:00 |  | 4
2022-01-01 22:00 |  | 5
2022-01-01 23:00 |  | 5
2022-01-02 |  | 1
2022-01-02 01:00 |  | 1
2022-01-02 02:00 |  | 3
2022-01-02 03:00 |  | 3
2022-01-02 04:00 |  | 5
2022-01-02 05:00 |  | 4
2022-01-02 06:00 |  | 1
2022-01-02 07:00 |  | 1
2022-01-02 08:00 |  | 1
2022-01-02 09:00 |  | 1
2022-01-02 10:00 |  | 4
2022-01-02 11:00 |  | 4
2022-01-02 12:00 |  | 1
2022-01-02 13:00 |  | 1
2022-01-02 14:00 |  | 1
2022-01-02 15:00 |  | 1
2022-01-02 16:00 |  | 1
2022-01-02 17:00 |  | 1
2022-01-02 18:00 |  | 1
2022-01-02 19:00 |  | 1
2022-01-02 20:00 |  | 1
2022-01-02 21:00 |  | 4
2022-01-02 22:00 |  | 1
2022-01-02 23:00 |  | 1
2022-01-03 |  | 1
2022-01-03 01:00 |  | 1
2022-01-03 02:00 |  | 1
2022-01-03 03:00 |  | 1
2022-01-03 04:00 |  | 1
2022-01-03 05:00 |  | 1
2022-01-03 06:00 |  | 1
2022-01-03 07:00 |  | 1
2022-01-03 08:00 |  | 1
2022-01-03 09:00 |  | 1
2022-01-03 10:00 |  | 1
2022-01-03 11:00 |  | 3
2022-01-03 12:00 |  | 1
2022-01-03 13:00 |  | 1
2022-01-03 14:00 |  | 1
2022-01-03 15:00 |  | 1
2022-01-03 16:00 |  | 3
2022-01-03 17:00 |  | 3
2022-01-03 18:00 |  | 1
2022-01-03 19:00 |  | 2
2022-01-03 20:00 |  | 7
2022-01-03 21:00 |  | 5
2022-01-03 22:00 |  | 3
2022-01-03 23:00 |  | 1
2022-01-04 |  | 1
2022-01-04 01:00 |  | 1
2022-01-04 02:00 |  | 3
2022-01-04 03:00 |  | 4
2022-01-04 04:00 |  | 3
2022-01-04 05:00 |  | 1
2022-01-04 06:00 |  | 1
2022-01-04 07:00 |  | 1
2022-01-04 08:00 |  | 3
2022-01-04 09:00 |  | 5
2022-01-04 10:00 |  | 1
2022-01-04 11:00 |  | 4
2022-01-04 12:00 |  | 7
2022-01-04 13:00 |  | 4
2022-01-04 14:00 |  | 3
2022-01-04 15:00 |  | 4
2022-01-04 16:00 |  | 3
2022-01-04 17:00 |  | 4
2022-01-04 18:00 |  | 5
2022-01-04 19:00 |  | 5
2022-01-04 20:00 |  | 8
2022-01-04 21:00 |  | 11
2022-01-04 22:00 |  | 8
2022-01-04 23:00 |  | 9
2022-01-05 |  | 11
2022-01-05 01:00 |  | 8
2022-01-05 02:00 |  | 8
2022-01-05 03:00 |  | 7
2022-01-05 04:00 |  | 5
2022-01-05 05:00 |  | 8
2022-01-05 06:00 |  | 8
2022-01-05 07:00 |  | 7
2022-01-05 08:00 |  | 8
2022-01-05 09:00 |  | 8
2022-01-05 10:00 |  | 7
2022-01-05 11:00 |  | 7
2022-01-05 12:00 |  | 7
2022-01-05 13:00 |  | 6
2022-01-05 14:00 |  | 4
2022-01-05 15:00 |  | 3
2022-01-05 16:00 |  | 4
2022-01-05 17:00 |  | 5
2022-01-05 18:00 |  | 3
2022-01-05 19:00 |  | 6
2022-01-05 20:00 |  | 11
2022-01-05 21:00 |  | 10
2022-01-05 22:00 |  | 7
2022-01-05 23:00 |  | 4
2022-01-06 |  | 1
2022-01-06 01:00 |  | 4
2022-01-06 02:00 |  | 4
2022-01-06 03:00 |  | 3
2022-01-06 04:00 |  | 4
2022-01-06 05:00 |  | 9
2022-01-06 06:00 |  | 9
2022-01-06 07:00 |  | 4
2022-01-06 08:00 |  | 1
2022-01-06 09:00 |  | 1
2022-01-06 10:00 |  | 4
2022-01-06 11:00 |  | 7
2022-01-06 12:00 |  | 7
2022-01-06 13:00 |  | 7
2022-01-06 14:00 |  | 6
2022-01-06 15:00 |  | 3
2022-01-06 16:00 |  | 1
2022-01-06 17:00 |  | 4
2022-01-06 18:00 |  | 1
2022-01-06 19:00 |  | 3
2022-01-06 20:00 |  | 5
2022-01-06 21:00 |  | 5
2022-01-06 22:00 |  | 4
2022-01-06 23:00 |  | 4
2022-01-07 |  | 5
2022-01-07 01:00 |  | 3
2022-01-07 02:00 |  | 4
2022-01-07 03:00 |  | 7
2022-01-07 04:00 |  | 4
2022-01-07 05:00 |  | 2
2022-01-07 06:00 |  | 5
2022-01-07 07:00 |  | 5
2022-01-07 08:00 |  | 4
2022-01-07 09:00 |  | 4
2022-01-07 10:00 |  | 3
2022-01-07 11:00 |  | 3
2022-01-07 12:00 |  | 1
2022-01-07 13:00 |  | 4
2022-01-07 14:00 |  | 8
2022-01-07 15:00 |  | 8
2022-01-07 16:00 |  | 7
2022-01-07 17:00 |  | 5
2022-01-07 18:00 |  | 4
2022-01-07 19:00 |  | 8
2022-01-07 20:00 |  | 8
2022-01-07 21:00 |  | 5
2022-01-07 22:00 |  | 7
2022-01-07 23:00 |  | 5
2022-01-08 |  | 1
2022-01-08 01:00 |  | 1
2022-01-08 02:00 |  | 1
2022-01-08 03:00 |  | 1
2022-01-08 04:00 |  | 2
2022-01-08 05:00 |  | 4
2022-01-08 06:00 |  | 7
2022-01-08 07:00 |  | 5
2022-01-08 08:00 |  | 8
2022-01-08 09:00 |  | 7
2022-01-08 10:00 |  | 4
2022-01-08 11:00 |  | 1
2022-01-08 12:00 |  | 1
2022-01-08 13:00 |  | 1
2022-01-08 14:00 |  | 8
2022-01-08 15:00 |  | 7
2022-01-08 16:00 |  | 7
2022-01-08 17:00 |  | 8
2022-01-08 18:00 |  | 8
2022-01-08 19:00 |  | 10
2022-01-08 20:00 |  | 10
2022-01-08 21:00 |  | 8
2022-01-08 22:00 |  | 4
2022-01-08 23:00 |  | 4
2022-01-09 |  | 7
2022-01-09 01:00 |  | 5
2022-01-09 02:00 |  | 4
2022-01-09 03:00 |  | 1
2022-01-09 04:00 |  | 1
2022-01-09 05:00 |  | 1
2022-01-09 06:00 |  | 5
2022-01-09 07:00 |  | 2
2022-01-09 08:00 |  | 1
2022-01-09 09:00 |  | 1
2022-01-09 10:00 |  | 3
2022-01-09 11:00 |  | 5
2022-01-09 12:00 |  | 4
2022-01-09 13:00 |  | 4
2022-01-09 14:00 |  | 4
2022-01-09 15:00 |  | 3
2022-01-09 16:00 |  | 3
2022-01-09 17:00 |  | 4
2022-01-09 18:00 |  | 5
2022-01-09 19:00 |  | 6
2022-01-09 20:00 |  | 7
2022-01-09 21:00 |  | 7
2022-01-09 22:00 |  | 7
2022-01-09 23:00 |  | 7
2022-01-10 |  | 5
2022-01-10 01:00 |  | 3
2022-01-10 02:00 |  | 2
2022-01-10 03:00 |  | 4
2022-01-10 04:00 |  | 4
2022-01-10 05:00 |  | 1
2022-01-10 06:00 |  | 3
2022-01-10 07:00 |  | 4
2022-01-10 08:00 |  | 1
2022-01-10 09:00 |  | 1
2022-01-10 10:00 |  | 1
2022-01-10 11:00 |  | 1
2022-01-10 12:00 |  | 1
2022-01-10 13:00 |  | 3
2022-01-10 14:00 |  | 1
2022-01-10 15:00 |  | 1
2022-01-10 16:00 |  | 1
2022-01-10 17:00 |  | 5
2022-01-10 18:00 |  | 4
2022-01-10 19:00 |  | 1
2022-01-10 20:00 |  | 4
2022-01-10 21:00 |  | 3
2022-01-10 22:00 |  | 1
2022-01-10 23:00 |  | 3
2022-01-11 |  | 3
2022-01-11 01:00 |  | 3
2022-01-11 02:00 |  | 5
2022-01-11 03:00 |  | 5
2022-01-11 04:00 |  | 2
2022-01-11 05:00 |  | 1
2022-01-11 06:00 |  | 5
2022-01-11 07:00 |  | 7
2022-01-11 08:00 |  | 5
2022-01-11 09:00 |  | 7
2022-01-11 10:00 |  | 4
2022-01-11 11:00 |  | 3
2022-01-11 12:00 |  | 3
2022-01-11 13:00 |  | 1
2022-01-11 14:00 |  | 1
2022-01-11 15:00 |  | 3
2022-01-11 16:00 |  | 1
2022-01-11 17:00 |  | 3
2022-01-11 18:00 |  | 4
2022-01-11 19:00 |  | 8
2022-01-11 20:00 |  | 11
2022-01-11 21:00 |  | 8
2022-01-11 22:00 |  | 3
2022-01-11 23:00 |  | 4
2022-01-12 |  | 5
2022-01-12 01:00 |  | 3
2022-01-12 02:00 |  | 4
2022-01-12 03:00 |  | 5
2022-01-12 04:00 |  | 8
2022-01-12 05:00 |  | 11
2022-01-12 06:00 |  | 9
2022-01-12 07:00 |  | 18
2022-01-12 08:00 |  | 15
2022-01-12 09:00 |  | 12
2022-01-12 10:00 |  | 13
2022-01-12 11:00 |  | 11
2022-01-12 12:00 |  | 8
2022-01-12 13:00 |  | 5
2022-01-12 14:00 |  | 8
2022-01-12 15:00 |  | 15
2022-01-12 16:00 |  | 16
2022-01-12 17:00 |  | 16
2022-01-12 18:00 |  | 13
2022-01-12 19:00 |  | 11
2022-01-12 20:00 |  | 8
2022-01-12 21:00 |  | 5
2022-01-12 22:00 |  | 3
2022-01-12 23:00 |  | 4
2022-01-13 |  | 4
2022-01-13 01:00 |  | 5
2022-01-13 02:00 |  | 7
2022-01-13 03:00 |  | 5
2022-01-13 04:00 |  | 4
2022-01-13 05:00 |  | 4
2022-01-13 06:00 |  | 1
2022-01-13 07:00 |  | 4
2022-01-13 08:00 |  | 5
2022-01-13 09:00 |  | 5
2022-01-13 10:00 |  | 5
2022-01-13 11:00 |  | 4
2022-01-13 12:00 |  | 19
2022-01-13 13:00 |  | 27
2022-01-13 14:00 |  | 15
2022-01-13 15:00 |  | 22
2022-01-13 16:00 |  | 10
2022-01-13 17:00 |  | 7
2022-01-13 18:00 |  | 4
2022-01-13 19:00 |  | 7
2022-01-13 20:00 |  | 7
2022-01-13 21:00 |  | 5
2022-01-13 22:00 |  | 8
2022-01-13 23:00 |  | 9
2022-01-14 |  | 5
2022-01-14 01:00 |  | 4
2022-01-14 02:00 |  | 5
2022-01-14 03:00 |  | 5
2022-01-14 04:00 |  | 4
2022-01-14 05:00 |  | 3
2022-01-14 06:00 |  | 1
2022-01-14 07:00 |  | 1
2022-01-14 08:00 |  | 4
2022-01-14 09:00 |  | 5
2022-01-14 10:00 |  | 5
2022-01-14 11:00 |  | 1
2022-01-14 12:00 |  | 1
2022-01-14 13:00 |  | 1
2022-01-14 14:00 |  | 1
2022-01-14 15:00 |  | 1
2022-01-14 16:00 |  | 3
2022-01-14 17:00 |  | 1
2022-01-14 18:00 |  | 4
2022-01-14 19:00 |  | 5
2022-01-14 20:00 |  | 6
2022-01-14 21:00 |  | 5
2022-01-14 22:00 |  | 3
2022-01-14 23:00 |  | 3
2022-01-15 |  | 1
2022-01-15 01:00 |  | 1
2022-01-15 02:00 |  | 5
2022-01-15 03:00 |  | 5
2022-01-15 04:00 |  | 5
2022-01-15 05:00 |  | 3
2022-01-15 06:00 |  | 1
2022-01-15 07:00 |  | 1
2022-01-15 08:00 |  | 5
2022-01-15 09:00 |  | 5
2022-01-15 10:00 |  | 3
2022-01-15 11:00 |  | 1
2022-01-15 12:00 |  | 3
2022-01-15 13:00 |  | 5
2022-01-15 14:00 |  | 1
2022-01-15 15:00 |  | 1
2022-01-15 16:00 |  | 3
2022-01-15 17:00 |  | 1
2022-01-15 18:00 |  | 1
2022-01-15 19:00 |  | 3
2022-01-15 20:00 |  | 4
2022-01-15 21:00 |  | 5
2022-01-15 22:00 |  | 7
2022-01-15 23:00 |  | 8
2022-01-16 |  | 5
2022-01-16 01:00 |  | 1
2022-01-16 02:00 |  | 4
2022-01-16 03:00 |  | 3
2022-01-16 04:00 |  | 1
2022-01-16 05:00 |  | 4
2022-01-16 06:00 |  | 3
2022-01-16 07:00 |  | 2
2022-01-16 08:00 |  | 2
2022-01-16 09:00 |  | 1
2022-01-16 10:00 |  | 2
2022-01-16 11:00 |  | 1
2022-01-16 12:00 |  | 1
2022-01-16 13:00 |  | 1
2022-01-16 14:00 |  | 1
2022-01-16 15:00 |  | 1
2022-01-16 16:00 |  | 1
2022-01-16 17:00 |  | 1
2022-01-16 18:00 |  | 2
2022-01-16 19:00 |  | 1
2022-01-16 20:00 |  | 3
2022-01-16 21:00 |  | 5
2022-01-16 22:00 |  | 5
2022-01-16 23:00 |  | 1
2022-01-17 |  | 1
2022-01-17 01:00 |  | 4
2022-01-17 02:00 |  | 1
2022-01-17 03:00 |  | 1
2022-01-17 04:00 |  | 1
2022-01-17 05:00 |  | 1
2022-01-17 06:00 |  | 1
2022-01-17 07:00 |  | 4
2022-01-17 08:00 |  | 4
2022-01-17 09:00 |  | 5
2022-01-17 10:00 |  | 5
2022-01-17 11:00 |  | 1
2022-01-17 12:00 |  | 1
2022-01-17 13:00 |  | 1
2022-01-17 14:00 |  | 1
2022-01-17 15:00 |  | 1
2022-01-17 16:00 |  | 1
2022-01-17 17:00 |  | 1
2022-01-17 18:00 |  | 1
2022-01-17 19:00 |  | 1
2022-01-17 20:00 |  | 1
2022-01-17 21:00 |  | 2
2022-01-17 22:00 |  | 4
2022-01-17 23:00 |  | 1
2022-01-18 |  | 5
2022-01-18 01:00 |  | 8
2022-01-18 02:00 |  | 7
2022-01-18 03:00 |  | 4
2022-01-18 04:00 |  | 1
2022-01-18 05:00 |  | 1
2022-01-18 06:00 |  | 2
2022-01-18 07:00 |  | 3
2022-01-18 08:00 |  | 4
2022-01-18 09:00 |  | 8
2022-01-18 10:00 |  | 7
2022-01-18 11:00 |  | 4
2022-01-18 12:00 |  | 4
2022-01-18 13:00 |  | 4
2022-01-18 14:00 |  | 4
2022-01-18 15:00 |  | 4
2022-01-18 16:00 |  | 7
2022-01-18 17:00 |  | 5
2022-01-18 18:00 |  | 3
2022-01-18 19:00 |  | 7
2022-01-18 20:00 |  | 10
2022-01-18 21:00 |  | 7
2022-01-18 22:00 |  | 4
2022-01-18 23:00 |  | 3
2022-01-19 |  | 3
2022-01-19 01:00 |  | 1
2022-01-19 02:00 |  | 1
2022-01-19 03:00 |  | 4
2022-01-19 04:00 |  | 7
2022-01-19 05:00 |  | 7
2022-01-19 06:00 |  | 8
2022-01-19 07:00 |  | 10
2022-01-19 08:00 |  | 11
2022-01-19 09:00 |  | 5
2022-01-19 10:00 |  | 1
2022-01-19 11:00 |  | 1
2022-01-19 12:00 |  | 3
2022-01-19 13:00 |  | 1
2022-01-19 14:00 |  | 1
2022-01-19 15:00 |  | 1
2022-01-19 16:00 |  | 3
2022-01-19 17:00 |  | 4
2022-01-19 18:00 |  | 6
2022-01-19 19:00 |  | 7
2022-01-19 20:00 |  | 5
2022-01-19 21:00 |  | 7
2022-01-19 22:00 |  | 7
2022-01-19 23:00 |  | 3
2022-01-20 |  | 1
2022-01-20 01:00 |  | 1
2022-01-20 02:00 |  | 4
2022-01-20 03:00 |  | 5
2022-01-20 04:00 |  | 1
2022-01-20 05:00 |  | 1
2022-01-20 06:00 |  | 4
2022-01-20 07:00 |  | 7
2022-01-20 08:00 |  | 5
2022-01-20 09:00 |  | 7
2022-01-20 10:00 |  | 5
2022-01-20 11:00 |  | 5
2022-01-20 12:00 |  | 4
2022-01-20 13:00 |  | 1
2022-01-20 14:00 |  | 4
2022-01-20 15:00 |  | 3
2022-01-20 16:00 |  | 1
2022-01-20 17:00 |  | 1
2022-01-20 18:00 |  | 3
2022-01-20 19:00 |  | 3
2022-01-20 20:00 |  | 1
2022-01-20 21:00 |  | 5
2022-01-20 22:00 |  | 8
2022-01-20 23:00 |  | 5
2022-01-21 |  | 1
2022-01-21 01:00 |  | 1
2022-01-21 02:00 |  | 2
2022-01-21 03:00 |  | 1
2022-01-21 04:00 |  | 4
2022-01-21 05:00 |  | 4
2022-01-21 06:00 |  | 5
2022-01-21 07:00 |  | 8
2022-01-21 08:00 |  | 7
2022-01-21 09:00 |  | 4
2022-01-21 10:00 |  | 4
2022-01-21 11:00 |  | 4
2022-01-21 12:00 |  | 1
2022-01-21 13:00 |  | 3
2022-01-21 14:00 |  | 1
2022-01-21 15:00 |  | 1
2022-01-21 16:00 |  | 4
2022-01-21 17:00 |  | 8
2022-01-21 18:00 |  | 7
2022-01-21 19:00 |  | 4
2022-01-21 20:00 |  | 4
2022-01-21 21:00 |  | 2
2022-01-21 22:00 |  | 3
2022-01-21 23:00 |  | 1
2022-01-22 |  | 1
2022-01-22 01:00 |  | 2
2022-01-22 02:00 |  | 3
2022-01-22 03:00 |  | 1
2022-01-22 04:00 |  | 1
2022-01-22 05:00 |  | 1
2022-01-22 06:00 |  | 1
2022-01-22 07:00 |  | 3
2022-01-22 08:00 |  | 5
2022-01-22 09:00 |  | 4
2022-01-22 10:00 |  | 4
2022-01-22 11:00 |  | 1
2022-01-22 12:00 |  | 1
2022-01-22 13:00 |  | 1
2022-01-22 14:00 |  | 1
2022-01-22 15:00 |  | 1
2022-01-22 16:00 |  | 1
2022-01-22 17:00 |  | 1
2022-01-22 18:00 |  | 3
2022-01-22 19:00 |  | 2
2022-01-22 20:00 |  | 1
2022-01-22 21:00 |  | 3
2022-01-22 22:00 |  | 5
2022-01-22 23:00 |  | 5
2022-01-23 |  | 4
2022-01-23 01:00 |  | 3
2022-01-23 02:00 |  | 3
2022-01-23 03:00 |  | 4
2022-01-23 04:00 |  | 4
2022-01-23 05:00 |  | 2
2022-01-23 06:00 |  | 3
2022-01-23 07:00 |  | 1
2022-01-23 08:00 |  | 2
2022-01-23 09:00 |  | 4
2022-01-23 10:00 |  | 1
2022-01-23 11:00 |  | 1
2022-01-23 12:00 |  | 1
2022-01-23 13:00 |  | 1
2022-01-23 14:00 |  | 1
2022-01-23 15:00 |  | 1
2022-01-23 16:00 |  | 1
2022-01-23 17:00 |  | 1
2022-01-23 18:00 |  | 1
2022-01-23 19:00 |  | 3
2022-01-23 20:00 |  | 3
2022-01-23 21:00 |  | 4
2022-01-23 22:00 |  | 8
2022-01-23 23:00 |  | 5
2022-01-24 |  | 1
2022-01-24 01:00 |  | 1
2022-01-24 02:00 |  | 3
2022-01-24 03:00 |  | 5
2022-01-24 04:00 |  | 1
2022-01-24 05:00 |  | 3
2022-01-24 06:00 |  | 4
2022-01-24 07:00 |  | 5
2022-01-24 08:00 |  | 5
2022-01-24 09:00 |  | 4
2022-01-24 10:00 |  | 1
2022-01-24 11:00 |  | 1
2022-01-24 12:00 |  | 3
2022-01-24 13:00 |  | 1
2022-01-24 14:00 |  | 1
2022-01-24 15:00 |  | 1
2022-01-24 16:00 |  | 18
2022-01-24 17:00 |  | 1
2022-01-24 18:00 |  | 1
2022-01-24 19:00 |  | 1
2022-01-24 20:00 |  | 1
2022-01-24 21:00 |  | 3
2022-01-24 22:00 |  | 8
2022-01-24 23:00 |  | 8
2022-01-25 |  | 5
2022-01-25 01:00 |  | 4
2022-01-25 02:00 |  | 5
2022-01-25 03:00 |  | 1
2022-01-25 04:00 |  | 3
2022-01-25 05:00 |  | 7
2022-01-25 06:00 |  | 5
2022-01-25 07:00 |  | 4
2022-01-25 08:00 |  | 1
2022-01-25 09:00 |  | 1
2022-01-25 10:00 |  | 1
2022-01-25 11:00 |  | 1
2022-01-25 12:00 |  | 5
2022-01-25 13:00 |  | 4
2022-01-25 14:00 |  | 3
2022-01-25 15:00 |  | 4
2022-01-25 16:00 |  | 3
2022-01-25 17:00 |  | 4
2022-01-25 18:00 |  | 3
2022-01-25 19:00 |  | 4
2022-01-25 20:00 |  | 8
2022-01-25 21:00 |  | 9
2022-01-25 22:00 |  | 8
2022-01-25 23:00 |  | 7
2022-01-26 |  | 5
2022-01-26 01:00 |  | 4
2022-01-26 02:00 |  | 5
2022-01-26 03:00 |  | 7
2022-01-26 04:00 |  | 7
2022-01-26 05:00 |  | 5
2022-01-26 06:00 |  | 5
2022-01-26 07:00 |  | 5
2022-01-26 08:00 |  | 7
2022-01-26 09:00 |  | 8
2022-01-26 10:00 |  | 8
2022-01-26 11:00 |  | 3
2022-01-26 12:00 |  | 3
2022-01-26 13:00 |  | 3
2022-01-26 14:00 |  | 1
2022-01-26 15:00 |  | 7
2022-01-26 16:00 |  | 8
2022-01-26 17:00 |  | 5
2022-01-26 18:00 |  | 4
2022-01-26 19:00 |  | 7
2022-01-26 20:00 |  | 5
2022-01-26 21:00 |  | 5
2022-01-26 22:00 |  | 5
2022-01-26 23:00 |  | 5
2022-01-27 |  | 8
2022-01-27 01:00 |  | 9
2022-01-27 02:00 |  | 8
2022-01-27 03:00 |  | 7
2022-01-27 04:00 |  | 5
2022-01-27 05:00 |  | 9
2022-01-27 06:00 |  | 10
2022-01-27 07:00 |  | 8
2022-01-27 08:00 |  | 11
2022-01-27 09:00 |  | 16
2022-01-27 10:00 |  | 16
2022-01-27 11:00 |  | 5
2022-01-27 12:00 |  | 3
2022-01-27 13:00 |  | 1
2022-01-27 14:00 |  | 1
2022-01-27 15:00 |  | 4
2022-01-27 16:00 |  | 8
2022-01-27 17:00 |  | 8
2022-01-27 18:00 |  | 8
2022-01-27 19:00 |  | 8
2022-01-27 20:00 |  | 7
2022-01-27 21:00 |  | 8
2022-01-27 22:00 |  | 5
2022-01-27 23:00 |  | 7
2022-01-28 |  | 7
2022-01-28 01:00 |  | 7
2022-01-28 02:00 |  | 5
2022-01-28 03:00 |  | 1
2022-01-28 04:00 |  | 4
2022-01-28 05:00 |  | 5
2022-01-28 06:00 |  | 5
2022-01-28 07:00 |  | 5
2022-01-28 08:00 |  | 4
2022-01-28 09:00 |  |  | 2.e
2022-01-28 10:00 |  | 1
2022-01-28 11:00 |  | 4
2022-01-28 12:00 |  | 7
2022-01-28 13:00 |  | 4
2022-01-28 14:00 |  | 3
2022-01-28 15:00 |  | 5
2022-01-28 16:00 |  | 6
2022-01-28 17:00 |  | 8
2022-01-28 18:00 |  | 6
2022-01-28 19:00 |  | 6
2022-01-28 20:00 |  | 8
2022-01-28 21:00 |  | 8
2022-01-28 22:00 |  | 8
2022-01-28 23:00 |  | 8
2022-01-29 |  | 7
2022-01-29 01:00 |  | 4
2022-01-29 02:00 |  | 5
2022-01-29 03:00 |  | 5
2022-01-29 04:00 |  | 4
2022-01-29 05:00 |  | 7
2022-01-29 06:00 |  | 8
2022-01-29 07:00 |  | 8
2022-01-29 08:00 |  | 8
2022-01-29 09:00 |  | 8
2022-01-29 10:00 |  | 8
2022-01-29 11:00 |  | 8
2022-01-29 12:00 |  | 8
2022-01-29 13:00 |  | 7
2022-01-29 14:00 |  | 7
2022-01-29 15:00 |  | 8
2022-01-29 16:00 |  | 8
2022-01-29 17:00 |  | 8
2022-01-29 18:00 |  | 8
2022-01-29 19:00 |  | 11
2022-01-29 20:00 |  | 11
2022-01-29 21:00 |  | 7
2022-01-29 22:00 |  | 5
2022-01-29 23:00 |  | 7
2022-01-30 |  | 5
2022-01-30 01:00 |  | 4
2022-01-30 02:00 |  | 5
2022-01-30 03:00 |  | 4
2022-01-30 04:00 |  | 4
2022-01-30 05:00 |  | 3
2022-01-30 06:00 |  | 3
2022-01-30 07:00 |  | 1
2022-01-30 08:00 |  | 1
2022-01-30 09:00 |  | 1
2022-01-30 10:00 |  | 1
2022-01-30 11:00 |  | 1
2022-01-30 12:00 |  | 1
2022-01-30 13:00 |  | 1
2022-01-30 14:00 |  | 1
2022-01-30 15:00 |  | 1
2022-01-30 16:00 |  | 1
2022-01-30 17:00 |  | 1
2022-01-30 18:00 |  | 1
2022-01-30 19:00 |  | 3
2022-01-30 20:00 |  | 7
2022-01-30 21:00 |  | 9
2022-01-30 22:00 |  | 8
2022-01-30 23:00 |  | 5
2022-01-31 |  | 5
2022-01-31 01:00 |  | 4
2022-01-31 02:00 |  | 4
2022-01-31 03:00 |  | 3
2022-01-31 04:00 |  | 2
2022-01-31 05:00 |  | 4
2022-01-31 06:00 |  | 4
2022-01-31 07:00 |  | 4
2022-01-31 08:00 |  | 4
2022-01-31 09:00 |  | 3
2022-01-31 10:00 |  | 4
2022-01-31 11:00 |  | 5
2022-01-31 12:00 |  | 1
2022-01-31 13:00 |  | 1
2022-01-31 14:00 |  | 3
2022-01-31 15:00 |  | 4
2022-01-31 16:00 |  | 3
2022-01-31 17:00 |  | 4
2022-01-31 18:00 |  | 4
2022-01-31 19:00 |  | 1
2022-01-31 20:00 |  | 1
2022-01-31 21:00 |  | 5
2022-01-31 22:00 |  | 7
2022-01-31 23:00 |  | 3
2022-02-01 |  | 1
2022-02-01 01:00 |  | 5
2022-02-01 02:00 |  | 4
2022-02-01 03:00 |  | 5
2022-02-01 04:00 |  | 4
2022-02-01 05:00 |  | 2
2022-02-01 06:00 |  | 4
2022-02-01 07:00 |  | 5
2022-02-01 08:00 |  | 5
2022-02-01 09:00 |  | 7
2022-02-01 10:00 |  | 5
2022-02-01 11:00 |  | 4
2022-02-01 12:00 |  | 5
2022-02-01 13:00 |  | 3
2022-02-01 14:00 |  | 1
2022-02-01 15:00 |  | 3
2022-02-01 16:00 |  | 3
2022-02-01 17:00 |  | 4
2022-02-01 18:00 |  | 6
2022-02-01 19:00 |  | 6
2022-02-01 20:00 |  | 8
2022-02-01 21:00 |  | 12
2022-02-01 22:00 |  | 8
2022-02-01 23:00 |  | 7
2022-02-02 |  | 7
2022-02-02 01:00 |  | 7
2022-02-02 02:00 |  | 8
2022-02-02 03:00 |  | 8
2022-02-02 04:00 |  | 8
2022-02-02 05:00 |  | 8
2022-02-02 06:00 |  | 9
2022-02-02 07:00 |  | 18
2022-02-02 08:00 |  | 15
2022-02-02 09:00 |  | 11
2022-02-02 10:00 |  | 18
2022-02-02 11:00 |  | 10
2022-02-02 12:00 |  | 9
2022-02-02 13:00 |  | 10
2022-02-02 14:00 |  | 10
2022-02-02 15:00 |  | 8
2022-02-02 16:00 |  | 8
2022-02-02 17:00 |  | 8
2022-02-02 18:00 |  | 10
2022-02-02 19:00 |  | 10
2022-02-02 20:00 |  | 11
2022-02-02 21:00 |  | 11
2022-02-02 22:00 |  | 10
2022-02-02 23:00 |  | 11
2022-02-03 |  | 8
2022-02-03 01:00 |  | 8
2022-02-03 02:00 |  | 15
2022-02-03 03:00 |  | 12
2022-02-03 04:00 |  | 11
2022-02-03 05:00 |  | 9
2022-02-03 06:00 |  | 7
2022-02-03 07:00 |  | 3
2022-02-03 08:00 |  | 5
2022-02-03 09:00 |  | 4
2022-02-03 10:00 |  | 3
2022-02-03 11:00 |  | 7
2022-02-03 12:00 |  | 8
2022-02-03 13:00 |  | 7
2022-02-03 14:00 |  | 5
2022-02-03 15:00 |  | 4
2022-02-03 16:00 |  | 4
2022-02-03 17:00 |  | 1
2022-02-03 18:00 |  | 3
2022-02-03 19:00 |  | 8
2022-02-03 20:00 |  | 4
2022-02-03 21:00 |  | 1
2022-02-03 22:00 |  | 1
2022-02-03 23:00 |  | 1
2022-02-04 |  | 1
2022-02-04 01:00 |  | 1
2022-02-04 02:00 |  | 1
2022-02-04 03:00 |  | 2
2022-02-04 04:00 |  | 4
2022-02-04 05:00 |  | 5
2022-02-04 06:00 |  | 5
2022-02-04 07:00 |  | 5
2022-02-04 08:00 |  | 3
2022-02-04 09:00 |  | 1
2022-02-04 10:00 |  | 1
2022-02-04 11:00 |  | 1
2022-02-04 12:00 |  | 1
2022-02-04 13:00 |  | 1
2022-02-04 14:00 |  | 1
2022-02-04 15:00 |  | 1
2022-02-04 16:00 |  | 1
2022-02-04 17:00 |  | 1
2022-02-04 18:00 |  | 1
2022-02-04 19:00 |  | 1
2022-02-04 20:00 |  | 4
2022-02-04 21:00 |  | 3
2022-02-04 22:00 |  | 3
2022-02-04 23:00 |  | 4
2022-02-05 |  | 5
2022-02-05 01:00 |  | 4
2022-02-05 02:00 |  | 1
2022-02-05 03:00 |  | 3
2022-02-05 04:00 |  | 4
2022-02-05 05:00 |  | 4
2022-02-05 06:00 |  | 2
2022-02-05 07:00 |  | 1
2022-02-05 08:00 |  | 4
2022-02-05 09:00 |  | 5
2022-02-05 10:00 |  | 3
2022-02-05 11:00 |  | 3
2022-02-05 12:00 |  | 1
2022-02-05 13:00 |  | 1
2022-02-05 14:00 |  | 1
2022-02-05 15:00 |  | 1
2022-02-05 16:00 |  | 4
2022-02-05 17:00 |  | 3
2022-02-05 18:00 |  | 4
2022-02-05 19:00 |  | 7
2022-02-05 20:00 |  | 6
2022-02-05 21:00 |  | 8
2022-02-05 22:00 |  | 15
2022-02-05 23:00 |  | 20
2022-02-06 |  | 61
2022-02-06 01:00 |  | 58
2022-02-06 02:00 |  | 52
2022-02-06 03:00 |  | 28
2022-02-06 04:00 |  | 34
2022-02-06 05:00 |  | 24
2022-02-06 06:00 |  | 14
2022-02-06 07:00 |  | 11
2022-02-06 08:00 |  | 7
2022-02-06 09:00 |  | 7
2022-02-06 10:00 |  | 8
2022-02-06 11:00 |  | 7
2022-02-06 12:00 |  | 3
2022-02-06 13:00 |  | 1
2022-02-06 14:00 |  | 1
2022-02-06 15:00 |  | 1
2022-02-06 16:00 |  | 1
2022-02-06 17:00 |  | 1
2022-02-06 18:00 |  | 1
2022-02-06 19:00 |  | 4
2022-02-06 20:00 |  | 23
2022-02-06 21:00 |  | 73
2022-02-06 22:00 |  | 98
2022-02-06 23:00 |  | 41
2022-02-07 |  | 9
2022-02-07 01:00 |  | 8
2022-02-07 02:00 |  | 7
2022-02-07 03:00 |  | 5
2022-02-07 04:00 |  | 7
2022-02-07 05:00 |  | 7
2022-02-07 06:00 |  | 8
2022-02-07 07:00 |  | 10
2022-02-07 08:00 |  | 7
2022-02-07 09:00 |  | 3
2022-02-07 10:00 |  | 3
2022-02-07 11:00 |  | 3
2022-02-07 12:00 |  | 7
2022-02-07 13:00 |  | 8
2022-02-07 14:00 |  | 6
2022-02-07 15:00 |  | 4
2022-02-07 16:00 |  | 1
2022-02-07 17:00 |  | 1
2022-02-07 18:00 |  | 6
2022-02-07 19:00 |  | 10
2022-02-07 20:00 |  | 22
2022-02-07 21:00 |  | 100
2022-02-07 22:00 |  | 61
2022-02-07 23:00 |  | 84
2022-02-08 |  | 27
2022-02-08 01:00 |  | 39
2022-02-08 02:00 |  | 35
2022-02-08 03:00 |  | 28
2022-02-08 04:00 |  | 20
2022-02-08 05:00 |  | 10
2022-02-08 06:00 |  | 20
2022-02-08 07:00 |  | 18
2022-02-08 08:00 |  | 18
2022-02-08 09:00 |  | 7
2022-02-08 10:00 |  | 8
2022-02-08 11:00 |  | 12
2022-02-08 12:00 |  | 11
2022-02-08 13:00 |  | 10
2022-02-08 14:00 |  | 8
2022-02-08 15:00 |  | 15
2022-02-08 16:00 |  | 38
2022-02-08 17:00 |  | 53
2022-02-08 18:00 |  | 39
2022-02-08 19:00 |  | 87
2022-02-08 20:00 |  |  | 2.h
2022-02-08 21:00 |  | 92
2022-02-08 22:00 |  | 57
2022-02-08 23:00 |  | 88
2022-02-09 |  | 88
2022-02-09 01:00 |  | 27
2022-02-09 02:00 |  | 51
2022-02-09 03:00 |  | 46
2022-02-09 04:00 |  | 71
2022-02-09 05:00 |  | 64
2022-02-09 06:00 |  | 56
2022-02-09 07:00 |  | 41
2022-02-09 08:00 |  | 30
2022-02-09 09:00 |  | 35
2022-02-09 10:00 |  | 27
2022-02-09 11:00 |  | 18
2022-02-09 12:00 |  | 22
2022-02-09 13:00 |  | 28
2022-02-09 14:00 |  | 29
2022-02-09 15:00 |  | 34
2022-02-09 16:00 |  | 23
2022-02-09 17:00 |  | 56
2022-02-09 18:00 |  | 145
2022-02-09 19:00 |  | 148
2022-02-09 20:00 |  | 119
2022-02-09 21:00 |  | 62
2022-02-09 22:00 |  | 53
2022-02-09 23:00 |  | 58
2022-02-10 |  | 48
2022-02-10 01:00 |  | 35
2022-02-10 02:00 |  | 28
2022-02-10 03:00 |  | 34
2022-02-10 04:00 |  | 35
2022-02-10 05:00 |  | 37
2022-02-10 06:00 |  | 32
2022-02-10 07:00 |  | 25
2022-02-10 08:00 |  | 23
2022-02-10 09:00 |  | 15
2022-02-10 10:00 |  | 16
2022-02-10 11:00 |  | 23
2022-02-10 12:00 |  | 19
2022-02-10 13:00 |  | 23
2022-02-10 14:00 |  | 27
2022-02-10 15:00 |  | 72
2022-02-10 16:00 |  | 60
2022-02-10 17:00 |  | 62
2022-02-10 18:00 |  | 111
2022-02-10 19:00 |  | 121
2022-02-10 20:00 |  | 159
2022-02-10 21:00 |  | 137
2022-02-10 22:00 |  | 121
2022-02-10 23:00 |  | 91
2022-02-11 |  | 66
2022-02-11 01:00 |  | 62
2022-02-11 02:00 |  | 66
2022-02-11 03:00 |  | 50
2022-02-11 04:00 |  | 38
2022-02-11 05:00 |  | 23
2022-02-11 06:00 |  | 31
2022-02-11 07:00 |  | 38
2022-02-11 08:00 |  | 72
2022-02-11 09:00 |  | 88
2022-02-11 10:00 |  | 95
2022-02-11 11:00 |  | 71
2022-02-11 12:00 |  | 56
2022-02-11 13:00 |  | 38
2022-02-11 14:00 |  | 30
2022-02-11 15:00 |  | 44
2022-02-11 16:00 |  | 91
2022-02-11 17:00 |  | 132
2022-02-11 18:00 |  | 144
2022-02-11 19:00 |  | 195
2022-02-11 20:00 |  | 167
2022-02-11 21:00 |  | 100
2022-02-11 22:00 |  | 99
2022-02-11 23:00 |  | 96
2022-02-12 |  | 75
2022-02-12 01:00 |  | 66
2022-02-12 02:00 |  | 60
2022-02-12 03:00 |  | 87
2022-02-12 04:00 |  | 134
2022-02-12 05:00 |  | 176
2022-02-12 06:00 |  | 156
2022-02-12 07:00 |  | 185
2022-02-12 08:00 |  | 151
2022-02-12 09:00 |  | 132
2022-02-12 10:00 |  | 87
2022-02-12 11:00 |  | 72
2022-02-12 12:00 |  | 61
2022-02-12 13:00 |  | 49
2022-02-12 14:00 |  | 54
2022-02-12 15:00 |  | 56
2022-02-12 16:00 |  | 29
2022-02-12 17:00 |  | 14
2022-02-12 18:00 |  | 20
2022-02-12 19:00 |  | 37
2022-02-12 20:00 |  | 43
2022-02-12 21:00 |  | 47
2022-02-12 22:00 |  | 56
2022-02-12 23:00 |  | 62
2022-02-13 |  | 49
2022-02-13 01:00 |  | 16
2022-02-13 02:00 |  | 18
2022-02-13 03:00 |  | 26
2022-02-13 04:00 |  | 30
2022-02-13 05:00 |  | 34
2022-02-13 06:00 |  | 30
2022-02-13 07:00 |  | 34
2022-02-13 08:00 |  | 28
2022-02-13 09:00 |  | 32
2022-02-13 10:00 |  | 32
2022-02-13 11:00 |  | 26
2022-02-13 12:00 |  | 16
2022-02-13 13:00 |  | 15
2022-02-13 14:00 |  | 15
2022-02-13 15:00 |  | 12
2022-02-13 16:00 |  | 18
2022-02-13 17:00 |  | 29
2022-02-13 18:00 |  | 39
2022-02-13 19:00 |  | 18
2022-02-13 20:00 |  | 20
2022-02-13 21:00 |  | 9
2022-02-13 22:00 |  | 8
2022-02-13 23:00 |  | 8
2022-02-14 |  | 7
2022-02-14 01:00 |  | 4
2022-02-14 02:00 |  | 7
2022-02-14 03:00 |  | 8
2022-02-14 04:00 |  | 7
2022-02-14 05:00 |  | 5
2022-02-14 06:00 |  | 7
2022-02-14 07:00 |  | 7
2022-02-14 08:00 |  | 10
2022-02-14 09:00 |  | 10
2022-02-14 10:00 |  | 8
2022-02-14 11:00 |  | 8
2022-02-14 12:00 |  | 18
2022-02-14 13:00 |  | 16
2022-02-14 14:00 |  | 8
2022-02-14 15:00 |  | 8
2022-02-14 16:00 |  | 15
2022-02-14 17:00 |  | 11
2022-02-14 18:00 |  | 11
2022-02-14 19:00 |  | 18
2022-02-14 20:00 |  | 18
2022-02-14 21:00 |  | 14
2022-02-14 22:00 |  | 10
2022-02-14 23:00 |  | 7
2022-02-15 |  | 8
2022-02-15 01:00 |  | 8
2022-02-15 02:00 |  | 8
2022-02-15 03:00 |  | 8
2022-02-15 04:00 |  | 8
2022-02-15 05:00 |  | 9
2022-02-15 06:00 |  | 8
2022-02-15 07:00 |  | 9
2022-02-15 08:00 |  | 11
2022-02-15 09:00 |  | 11
2022-02-15 10:00 |  | 12
2022-02-15 11:00 |  | 15
2022-02-15 12:00 |  | 11
2022-02-15 13:00 |  | 11
2022-02-15 14:00 |  | 11
2022-02-15 15:00 |  | 10
2022-02-15 16:00 |  | 16
2022-02-15 17:00 |  | 11
2022-02-15 18:00 |  | 11
2022-02-15 19:00 |  | 10
2022-02-15 20:00 |  | 8
2022-02-15 21:00 |  | 8
2022-02-15 22:00 |  | 9
2022-02-15 23:00 |  | 10
2022-02-16 |  | 8
2022-02-16 01:00 |  | 8
2022-02-16 02:00 |  | 10
2022-02-16 03:00 |  | 7
2022-02-16 04:00 |  | 8
2022-02-16 05:00 |  | 12
2022-02-16 06:00 |  | 18
2022-02-16 07:00 |  | 8
2022-02-16 08:00 |  | 14
2022-02-16 09:00 |  | 9
2022-02-16 10:00 |  | 11
2022-02-16 11:00 |  | 11
2022-02-16 12:00 |  | 9
2022-02-16 13:00 |  | 9
2022-02-16 14:00 |  | 9
2022-02-16 15:00 |  | 16
2022-02-16 16:00 |  | 22
2022-02-16 17:00 |  | 15
2022-02-16 18:00 |  | 47
2022-02-16 19:00 |  | 51
2022-02-16 20:00 |  | 18
2022-02-16 21:00 |  | 9
2022-02-16 22:00 |  | 16
2022-02-16 23:00 |  | 27
2022-02-17 |  | 11
2022-02-17 01:00 |  | 8
2022-02-17 02:00 |  | 7
2022-02-17 03:00 |  | 14
2022-02-17 04:00 |  | 8
2022-02-17 05:00 |  | 9
2022-02-17 06:00 |  | 10
2022-02-17 07:00 |  | 15
2022-02-17 08:00 |  | 12
2022-02-17 09:00 |  | 12
2022-02-17 10:00 |  | 12
2022-02-17 11:00 |  | 12
2022-02-17 12:00 |  | 9
2022-02-17 13:00 |  | 33
2022-02-17 14:00 |  |  | 2.h
2022-02-17 15:00 |  | 49
2022-02-17 16:00 |  | 53
2022-02-17 17:00 |  | 74
2022-02-17 18:00 |  | 76
2022-02-17 19:00 |  | 33
2022-02-17 20:00 |  | 60
2022-02-17 21:00 |  | 86
2022-02-17 22:00 |  | 45
2022-02-17 23:00 |  | 12
2022-02-18 |  | 16
2022-02-18 01:00 |  | 41
2022-02-18 02:00 |  | 38
2022-02-18 03:00 |  | 48
2022-02-18 04:00 |  | 32
2022-02-18 05:00 |  | 39
2022-02-18 06:00 |  | 28
2022-02-18 07:00 |  | 23
2022-02-18 08:00 |  | 47
2022-02-18 09:00 |  | 37
2022-02-18 10:00 |  |  | 2.e
2022-02-18 11:00 |  |  | 2.e
2022-02-18 12:00 |  | 80
2022-02-18 13:00 |  | 64
2022-02-18 14:00 |  | 39
2022-02-18 15:00 |  | 29
2022-02-18 16:00 |  | 22
2022-02-18 17:00 |  | 19
2022-02-18 18:00 |  | 12
2022-02-18 19:00 |  | 24
2022-02-18 20:00 |  | 27
2022-02-18 21:00 |  | 46
2022-02-18 22:00 |  | 22
2022-02-18 23:00 |  |  | 2.h
2022-02-19 |  | 41
2022-02-19 01:00 |  | 66
2022-02-19 02:00 |  |  | 2.b
2022-02-19 03:00 |  |  | 2.b
2022-02-19 04:00 |  |  | 2.b
2022-02-19 05:00 |  |  | 2.b
2022-02-19 06:00 |  |  | 2.b
2022-02-19 07:00 |  |  | 2.b
2022-02-19 08:00 |  |  | 2.b
2022-02-19 09:00 |  |  | 2.b
2022-02-19 10:00 |  |  | 2.b
2022-02-19 11:00 |  |  | 2.b
2022-02-19 12:00 |  |  | 2.b
2022-02-19 13:00 |  |  | 2.b
2022-02-19 14:00 |  |  | 2.b
2022-02-19 15:00 |  |  | 2.b
2022-02-19 16:00 |  |  | 2.b
2022-02-19 17:00 |  |  | 2.b
2022-02-19 18:00 |  |  | 2.b
2022-02-19 19:00 |  |  | 2.b
2022-02-19 20:00 |  |  | 2.b
2022-02-19 21:00 |  |  | 2.b
2022-02-19 22:00 |  |  | 2.b
2022-02-19 23:00 |  |  | 2.b
2022-02-20 |  |  | 2.b
2022-02-20 01:00 |  |  | 2.b
2022-02-20 02:00 |  |  | 2.b
2022-02-20 03:00 |  |  | 2.b
2022-02-20 04:00 |  |  | 2.b
2022-02-20 05:00 |  |  | 2.b
2022-02-20 06:00 |  |  | 2.b
2022-02-20 07:00 |  |  | 2.b
2022-02-20 08:00 |  |  | 2.b
2022-02-20 09:00 |  |  | 2.b
2022-02-20 10:00 |  |  | 2.b
2022-02-20 11:00 |  |  | 2.b
2022-02-20 12:00 |  |  | 2.b
2022-02-20 13:00 |  |  | 2.b
2022-02-20 14:00 |  |  | 2.b
2022-02-20 15:00 |  |  | 2.b
2022-02-20 16:00 |  |  | 2.b
2022-02-20 17:00 |  |  | 2.b
2022-02-20 18:00 |  |  | 2.b
2022-02-20 19:00 |  |  | 2.b
2022-02-20 20:00 |  |  | 2.b
2022-02-20 21:00 |  |  | 2.b
2022-02-20 22:00 |  |  | 2.b
2022-02-20 23:00 |  |  | 2.b
2022-02-21 |  |  | 2.b
2022-02-21 01:00 |  |  | 2.b
2022-02-21 02:00 |  |  | 2.b
2022-02-21 03:00 |  |  | 2.b
2022-02-21 04:00 |  |  | 2.b
2022-02-21 05:00 |  |  | 2.b
2022-02-21 06:00 |  |  | 2.b
2022-02-21 07:00 |  |  | 2.b
2022-02-21 08:00 |  |  | 2.b
2022-02-21 09:00 |  |  | 2.e
2022-02-21 10:00 |  |  | 2.e
2022-02-21 11:00 |  | 8
2022-02-21 12:00 |  | 8
2022-02-21 13:00 |  | 7
2022-02-21 14:00 |  | 3
2022-02-21 15:00 |  | 4
2022-02-21 16:00 |  | 8
2022-02-21 17:00 |  | 7
2022-02-21 18:00 |  | 4
2022-02-21 19:00 |  | 1
2022-02-21 20:00 |  | 5
2022-02-21 21:00 |  | 8
2022-02-21 22:00 |  | 9
2022-02-21 23:00 |  | 11
2022-02-22 |  | 10
2022-02-22 01:00 |  | 10
2022-02-22 02:00 |  | 16
2022-02-22 03:00 |  | 8
2022-02-22 04:00 |  | 15
2022-02-22 05:00 |  | 14
2022-02-22 06:00 |  | 16
2022-02-22 07:00 |  | 14
2022-02-22 08:00 |  | 9
2022-02-22 09:00 |  | 5
2022-02-22 10:00 |  | 4
2022-02-22 11:00 |  | 5
2022-02-22 12:00 |  | 7
2022-02-22 13:00 |  | 7
2022-02-22 14:00 |  | 5
2022-02-22 15:00 |  | 4
2022-02-22 16:00 |  | 4
2022-02-22 17:00 |  | 5
2022-02-22 18:00 |  | 8
2022-02-22 19:00 |  | 8
2022-02-22 20:00 |  | 10
2022-02-22 21:00 |  | 11
2022-02-22 22:00 |  | 12
2022-02-22 23:00 |  | 34
2022-02-23 |  | 62
2022-02-23 01:00 |  | 64
2022-02-23 02:00 |  | 69
2022-02-23 03:00 |  | 65
2022-02-23 04:00 |  | 68
2022-02-23 05:00 |  | 20
2022-02-23 06:00 |  | 11
2022-02-23 07:00 |  | 12
2022-02-23 08:00 |  | 12
2022-02-23 09:00 |  | 11
2022-02-23 10:00 |  | 8
2022-02-23 11:00 |  | 8
2022-02-23 12:00 |  | 8
2022-02-23 13:00 |  | 4
2022-02-23 14:00 |  | 1
2022-02-23 15:00 |  | 4
2022-02-23 16:00 |  | 2
2022-02-23 17:00 |  | 1
2022-02-23 18:00 |  | 3
2022-02-23 19:00 |  | 1
2022-02-23 20:00 |  | 1
2022-02-23 21:00 |  | 1
2022-02-23 22:00 |  | 1
2022-02-23 23:00 |  | 2
2022-02-24 |  | 3
2022-02-24 01:00 |  | 1
2022-02-24 02:00 |  | 1
2022-02-24 03:00 |  | 1
2022-02-24 04:00 |  | 1
2022-02-24 05:00 |  | 1
2022-02-24 06:00 |  | 1
2022-02-24 07:00 |  | 3
2022-02-24 08:00 |  | 1
2022-02-24 09:00 |  | 1
2022-02-24 10:00 |  | 5
2022-02-24 11:00 |  | 5
2022-02-24 12:00 |  | 7
2022-02-24 13:00 |  | 9
2022-02-24 14:00 |  | 11
2022-02-24 15:00 |  | 8
2022-02-24 16:00 |  | 7
2022-02-24 17:00 |  | 7
2022-02-24 18:00 |  | 5
2022-02-24 19:00 |  | 4
2022-02-24 20:00 |  | 5
2022-02-24 21:00 |  | 9
2022-02-24 22:00 |  | 12
2022-02-24 23:00 |  | 12
2022-02-25 |  | 8
2022-02-25 01:00 |  | 5
2022-02-25 02:00 |  | 5
2022-02-25 03:00 |  | 7
2022-02-25 04:00 |  | 8
2022-02-25 05:00 |  | 5
2022-02-25 06:00 |  | 4
2022-02-25 07:00 |  | 7
2022-02-25 08:00 |  | 7
2022-02-25 09:00 |  | 5
2022-02-25 10:00 |  | 7
2022-02-25 11:00 |  | 8
2022-02-25 12:00 |  | 8
2022-02-25 13:00 |  | 7
2022-02-25 14:00 |  | 7
2022-02-25 15:00 |  | 8
2022-02-25 16:00 |  | 8
2022-02-25 17:00 |  | 7
2022-02-25 18:00 |  | 4
2022-02-25 19:00 |  | 5
2022-02-25 20:00 |  | 5
2022-02-25 21:00 |  | 2
2022-02-25 22:00 |  | 5
2022-02-25 23:00 |  | 7
2022-02-26 |  | 1
2022-02-26 01:00 |  | 4
2022-02-26 02:00 |  | 4
2022-02-26 03:00 |  | 1
2022-02-26 04:00 |  | 5
2022-02-26 05:00 |  | 7
2022-02-26 06:00 |  | 7
2022-02-26 07:00 |  | 8
2022-02-26 08:00 |  | 9
2022-02-26 09:00 |  | 8
2022-02-26 10:00 |  | 5
2022-02-26 11:00 |  | 5
2022-02-26 12:00 |  | 4
2022-02-26 13:00 |  | 1
2022-02-26 14:00 |  | 3
2022-02-26 15:00 |  | 3
2022-02-26 16:00 |  | 1
2022-02-26 17:00 |  | 3
2022-02-26 18:00 |  | 3
2022-02-26 19:00 |  | 5
2022-02-26 20:00 |  | 7
2022-02-26 21:00 |  | 8
2022-02-26 22:00 |  | 7
2022-02-26 23:00 |  | 5
2022-02-27 |  | 4
2022-02-27 01:00 |  | 4
2022-02-27 02:00 |  | 4
2022-02-27 03:00 |  | 1
2022-02-27 04:00 |  | 3
2022-02-27 05:00 |  | 4
2022-02-27 06:00 |  | 3
2022-02-27 07:00 |  | 3
2022-02-27 08:00 |  | 4
2022-02-27 09:00 |  | 4
2022-02-27 10:00 |  | 3
2022-02-27 11:00 |  | 1
2022-02-27 12:00 |  | 1
2022-02-27 13:00 |  | 1
2022-02-27 14:00 |  | 1
2022-02-27 15:00 |  | 4
2022-02-27 16:00 |  | 1
2022-02-27 17:00 |  | 1
2022-02-27 18:00 |  | 3
2022-02-27 19:00 |  | 3
2022-02-27 20:00 |  | 5
2022-02-27 21:00 |  | 7
2022-02-27 22:00 |  | 5
2022-02-27 23:00 |  | 4
2022-02-28 |  | 1
2022-02-28 01:00 |  | 1
2022-02-28 02:00 |  | 3
2022-02-28 03:00 |  | 5
2022-02-28 04:00 |  | 8
2022-02-28 05:00 |  | 7
2022-02-28 06:00 |  | 7
2022-02-28 07:00 |  | 8
2022-02-28 08:00 |  | 7
2022-02-28 09:00 |  | 4
2022-02-28 10:00 |  | 3
2022-02-28 11:00 |  | 7
2022-02-28 12:00 |  | 7
2022-02-28 13:00 |  | 4
2022-02-28 14:00 |  | 7
2022-02-28 15:00 |  | 5
2022-02-28 16:00 |  | 7
2022-02-28 17:00 |  | 5
2022-02-28 18:00 |  | 4
2022-02-28 19:00 |  | 8
2022-02-28 20:00 |  | 7
2022-02-28 21:00 |  | 5
2022-02-28 22:00 |  | 16
2022-02-28 23:00 |  | 4
2022-03-01 |  | 7
2022-03-01 01:00 |  | 8
2022-03-01 02:00 |  | 8
2022-03-01 03:00 |  | 11
2022-03-01 04:00 |  | 12
2022-03-01 05:00 |  | 11
2022-03-01 06:00 |  | 8
2022-03-01 07:00 |  | 5
2022-03-01 08:00 |  | 7
2022-03-01 09:00 |  | 3
2022-03-01 10:00 |  | 1
2022-03-01 11:00 |  | 4
2022-03-01 12:00 |  | 2
2022-03-01 13:00 |  | 1
2022-03-01 14:00 |  | 1
2022-03-01 15:00 |  | 1
2022-03-01 16:00 |  | 3
2022-03-01 17:00 |  | 4
2022-03-01 18:00 |  | 4
2022-03-01 19:00 |  | 1
2022-03-01 20:00 |  | 3
2022-03-01 21:00 |  | 3
2022-03-01 22:00 |  | 1
2022-03-01 23:00 |  | 3
2022-03-02 |  | 1
2022-03-02 01:00 |  | 1
2022-03-02 02:00 |  | 1
2022-03-02 03:00 |  | 1
2022-03-02 04:00 |  | 2
2022-03-02 05:00 |  | 3
2022-03-02 06:00 |  | 3
2022-03-02 07:00 |  | 1
2022-03-02 08:00 |  | 1
2022-03-02 09:00 |  | 1
2022-03-02 10:00 |  | 1
2022-03-02 11:00 |  | 4
2022-03-02 12:00 |  | 3
2022-03-02 13:00 |  | 3
2022-03-02 14:00 |  | 5
2022-03-02 15:00 |  | 3
2022-03-02 16:00 |  | 1
2022-03-02 17:00 |  | 3
2022-03-02 18:00 |  | 4
2022-03-02 19:00 |  | 3
2022-03-02 20:00 |  | 3
2022-03-02 21:00 |  | 1
2022-03-02 22:00 |  | 3
2022-03-02 23:00 |  | 4
2022-03-03 |  | 3
2022-03-03 01:00 |  | 4
2022-03-03 02:00 |  | 7
2022-03-03 03:00 |  | 8
2022-03-03 04:00 |  | 7
2022-03-03 05:00 |  | 5
2022-03-03 06:00 |  | 3
2022-03-03 07:00 |  | 4
2022-03-03 08:00 |  | 7
2022-03-03 09:00 |  | 5
2022-03-03 10:00 |  | 3
2022-03-03 11:00 |  | 4
2022-03-03 12:00 |  | 1
2022-03-03 13:00 |  | 1
2022-03-03 14:00 |  | 1
2022-03-03 15:00 |  | 5
2022-03-03 16:00 |  | 8
2022-03-03 17:00 |  | 4
2022-03-03 18:00 |  | 4
2022-03-03 19:00 |  | 9
2022-03-03 20:00 |  | 8
2022-03-03 21:00 |  | 1
2022-03-03 22:00 |  | 1
2022-03-03 23:00 |  | 1
2022-03-04 |  | 4
2022-03-04 01:00 |  | 5
2022-03-04 02:00 |  | 5
2022-03-04 03:00 |  | 7
2022-03-04 04:00 |  | 7
2022-03-04 05:00 |  | 7
2022-03-04 06:00 |  | 5
2022-03-04 07:00 |  | 3
2022-03-04 08:00 |  | 1
2022-03-04 09:00 |  | 1
2022-03-04 10:00 |  | 1
2022-03-04 11:00 |  | 1
2022-03-04 12:00 |  | 1
2022-03-04 13:00 |  | 1
2022-03-04 14:00 |  | 3
2022-03-04 15:00 |  | 3
2022-03-04 16:00 |  | 4
2022-03-04 17:00 |  | 3
2022-03-04 18:00 |  | 1
2022-03-04 19:00 |  | 5
2022-03-04 20:00 |  | 7
2022-03-04 21:00 |  | 5
2022-03-04 22:00 |  | 5
2022-03-04 23:00 |  | 4
2022-03-05 |  | 3
2022-03-05 01:00 |  | 2
2022-03-05 02:00 |  | 3
2022-03-05 03:00 |  | 4
2022-03-05 04:00 |  | 7
2022-03-05 05:00 |  | 7
2022-03-05 06:00 |  | 7
2022-03-05 07:00 |  | 4
2022-03-05 08:00 |  | 3
2022-03-05 09:00 |  | 5
2022-03-05 10:00 |  | 2
2022-03-05 11:00 |  | 1
2022-03-05 12:00 |  | 1
2022-03-05 13:00 |  | 1
2022-03-05 14:00 |  | 1
2022-03-05 15:00 |  | 1
2022-03-05 16:00 |  | 1
2022-03-05 17:00 |  | 3
2022-03-05 18:00 |  | 1
2022-03-05 19:00 |  | 1
2022-03-05 20:00 |  | 5
2022-03-05 21:00 |  | 7
2022-03-05 22:00 |  | 8
2022-03-05 23:00 |  | 5
2022-03-06 |  | 3
2022-03-06 01:00 |  | 4
2022-03-06 02:00 |  | 4
2022-03-06 03:00 |  | 4
2022-03-06 04:00 |  | 5
2022-03-06 05:00 |  | 4
2022-03-06 06:00 |  | 5
2022-03-06 07:00 |  | 10
2022-03-06 08:00 |  | 10
2022-03-06 09:00 |  | 8
2022-03-06 10:00 |  | 5
2022-03-06 11:00 |  | 3
2022-03-06 12:00 |  | 1
2022-03-06 13:00 |  | 1
2022-03-06 14:00 |  | 3
2022-03-06 15:00 |  | 4
2022-03-06 16:00 |  | 3
2022-03-06 17:00 |  | 5
2022-03-06 18:00 |  | 3
2022-03-06 19:00 |  | 1
2022-03-06 20:00 |  | 2
2022-03-06 21:00 |  | 5
2022-03-06 22:00 |  | 7
2022-03-06 23:00 |  | 7
2022-03-07 |  | 4
2022-03-07 01:00 |  | 1
2022-03-07 02:00 |  | 1
2022-03-07 03:00 |  | 1
2022-03-07 04:00 |  | 1
2022-03-07 05:00 |  | 5
2022-03-07 06:00 |  | 8
2022-03-07 07:00 |  | 4
2022-03-07 08:00 |  | 3
2022-03-07 09:00 |  | 4
2022-03-07 10:00 |  | 4
2022-03-07 11:00 |  | 4
2022-03-07 12:00 |  | 3
2022-03-07 13:00 |  | 3
2022-03-07 14:00 |  | 1
2022-03-07 15:00 |  | 1
2022-03-07 16:00 |  | 1
2022-03-07 17:00 |  | 1
2022-03-07 18:00 |  | 1
2022-03-07 19:00 |  | 8
2022-03-07 20:00 |  | 15
2022-03-07 21:00 |  | 8
2022-03-07 22:00 |  | 4
2022-03-07 23:00 |  | 1
2022-03-08 |  | 7
2022-03-08 01:00 |  | 5
2022-03-08 02:00 |  | 1
2022-03-08 03:00 |  | 3
2022-03-08 04:00 |  | 1
2022-03-08 05:00 |  | 1
2022-03-08 06:00 |  | 5
2022-03-08 07:00 |  | 5
2022-03-08 08:00 |  | 5
2022-03-08 09:00 |  | 5
2022-03-08 10:00 |  | 2
2022-03-08 11:00 |  | 2
2022-03-08 12:00 |  | 5
2022-03-08 13:00 |  | 4
2022-03-08 14:00 |  | 1
2022-03-08 15:00 |  | 1
2022-03-08 16:00 |  | 3
2022-03-08 17:00 |  | 1
2022-03-08 18:00 |  | 1
2022-03-08 19:00 |  | 3
2022-03-08 20:00 |  | 2
2022-03-08 21:00 |  | 2
2022-03-08 22:00 |  | 3
2022-03-08 23:00 |  | 3
2022-03-09 |  | 1
2022-03-09 01:00 |  | 1
2022-03-09 02:00 |  | 2
2022-03-09 03:00 |  | 5
2022-03-09 04:00 |  | 5
2022-03-09 05:00 |  | 5
2022-03-09 06:00 |  | 7
2022-03-09 07:00 |  | 5
2022-03-09 08:00 |  | 4
2022-03-09 09:00 |  | 5
2022-03-09 10:00 |  | 1
2022-03-09 11:00 |  | 3
2022-03-09 12:00 |  | 7
2022-03-09 13:00 |  | 1
2022-03-09 14:00 |  | 1
2022-03-09 15:00 |  | 5
2022-03-09 16:00 |  | 3
2022-03-09 17:00 |  | 3
2022-03-09 18:00 |  | 3
2022-03-09 19:00 |  | 3
2022-03-09 20:00 |  | 5
2022-03-09 21:00 |  | 5
2022-03-09 22:00 |  | 7
2022-03-09 23:00 |  | 8
2022-03-10 |  | 7
2022-03-10 01:00 |  | 5
2022-03-10 02:00 |  | 4
2022-03-10 03:00 |  | 3
2022-03-10 04:00 |  | 7
2022-03-10 05:00 |  | 7
2022-03-10 06:00 |  | 4
2022-03-10 07:00 |  | 7
2022-03-10 08:00 |  | 9
2022-03-10 09:00 |  | 12
2022-03-10 10:00 |  | 8
2022-03-10 11:00 |  | 1
2022-03-10 12:00 |  | 3
2022-03-10 13:00 |  | 4
2022-03-10 14:00 |  | 3
2022-03-10 15:00 |  | 4
2022-03-10 16:00 |  | 3
2022-03-10 17:00 |  | 1
2022-03-10 18:00 |  | 1
2022-03-10 19:00 |  | 1
2022-03-10 20:00 |  | 4
2022-03-10 21:00 |  | 7
2022-03-10 22:00 |  | 7
2022-03-10 23:00 |  | 5
2022-03-11 |  | 7
2022-03-11 01:00 |  | 4
2022-03-11 02:00 |  | 3
2022-03-11 03:00 |  | 7
2022-03-11 04:00 |  | 8
2022-03-11 05:00 |  | 8
2022-03-11 06:00 |  | 8
2022-03-11 07:00 |  | 8
2022-03-11 08:00 |  | 5
2022-03-11 09:00 |  | 5
2022-03-11 10:00 |  | 7
2022-03-11 11:00 |  | 5
2022-03-11 12:00 |  | 3
2022-03-11 13:00 |  | 1
2022-03-11 14:00 |  | 1
2022-03-11 15:00 |  | 1
2022-03-11 16:00 |  | 1
2022-03-11 17:00 |  | 3
2022-03-11 18:00 |  | 5
2022-03-11 19:00 |  | 8
2022-03-11 20:00 |  | 8
2022-03-11 21:00 |  | 8
2022-03-11 22:00 |  | 8
2022-03-11 23:00 |  | 8
2022-03-12 |  | 8
2022-03-12 01:00 |  | 10
2022-03-12 02:00 |  | 11
2022-03-12 03:00 |  | 34
2022-03-12 04:00 |  | 11
2022-03-12 05:00 |  | 10
2022-03-12 06:00 |  | 9
2022-03-12 07:00 |  | 8
2022-03-12 08:00 |  | 5
2022-03-12 09:00 |  | 4
2022-03-12 10:00 |  | 3
2022-03-12 11:00 |  | 4
2022-03-12 12:00 |  | 4
2022-03-12 13:00 |  | 3
2022-03-12 14:00 |  | 3
2022-03-12 15:00 |  | 1
2022-03-12 16:00 |  | 3
2022-03-12 17:00 |  | 5
2022-03-12 18:00 |  | 8
2022-03-12 19:00 |  | 50
2022-03-12 20:00 |  | 79
2022-03-12 21:00 |  | 43
2022-03-12 22:00 |  | 18
2022-03-12 23:00 |  | 10
2022-03-13 |  | 8
2022-03-13 01:00 |  | 7
2022-03-13 02:00 |  | 7
2022-03-13 03:00 |  | 5
2022-03-13 04:00 |  | 4
2022-03-13 05:00 |  | 7
2022-03-13 06:00 |  | 5
2022-03-13 07:00 |  | 3
2022-03-13 08:00 |  | 4
2022-03-13 09:00 |  | 4
2022-03-13 10:00 |  | 1
2022-03-13 11:00 |  | 3
2022-03-13 12:00 |  | 5
2022-03-13 13:00 |  | 1
2022-03-13 14:00 |  | 1
2022-03-13 15:00 |  | 1
2022-03-13 16:00 |  | 4
2022-03-13 17:00 |  | 4
2022-03-13 18:00 |  | 3
2022-03-13 19:00 |  | 4
2022-03-13 20:00 |  | 7
2022-03-13 21:00 |  | 7
2022-03-13 22:00 |  | 7
2022-03-13 23:00 |  | 5
2022-03-14 |  | 7
2022-03-14 01:00 |  | 8
2022-03-14 02:00 |  | 8
2022-03-14 03:00 |  | 8
2022-03-14 04:00 |  | 8
2022-03-14 05:00 |  | 4
2022-03-14 06:00 |  | 5
2022-03-14 07:00 |  | 7
2022-03-14 08:00 |  | 5
2022-03-14 09:00 |  | 8
2022-03-14 10:00 |  | 9
2022-03-14 11:00 |  | 8
2022-03-14 12:00 |  | 4
2022-03-14 13:00 |  | 3
2022-03-14 14:00 |  | 4
2022-03-14 15:00 |  | 8
2022-03-14 16:00 |  | 12
2022-03-14 17:00 |  | 8
2022-03-14 18:00 |  | 6
2022-03-14 19:00 |  | 8
2022-03-14 20:00 |  | 18
2022-03-14 21:00 |  | 18
2022-03-14 22:00 |  | 26
2022-03-14 23:00 |  | 11
2022-03-15 |  | 8
2022-03-15 01:00 |  | 8
2022-03-15 02:00 |  | 5
2022-03-15 03:00 |  | 2
2022-03-15 04:00 |  | 4
2022-03-15 05:00 |  | 8
2022-03-15 06:00 |  | 8
2022-03-15 07:00 |  | 7
2022-03-15 08:00 |  | 7
2022-03-15 09:00 |  | 3
2022-03-15 10:00 |  | 1
2022-03-15 11:00 |  | 4
2022-03-15 12:00 |  | 7
2022-03-15 13:00 |  | 8
2022-03-15 14:00 |  | 6
2022-03-15 15:00 |  | 5
2022-03-15 16:00 |  | 8
2022-03-15 17:00 |  | 33
2022-03-15 18:00 |  |  | 2.h
2022-03-15 19:00 |  | 108
2022-03-15 20:00 |  | 76
2022-03-15 21:00 |  | 66
2022-03-15 22:00 |  | 51
2022-03-15 23:00 |  | 61
2022-03-16 |  | 83
2022-03-16 01:00 |  |  | 2.h
2022-03-16 02:00 |  | 133
2022-03-16 03:00 |  | 138
2022-03-16 04:00 |  | 167
2022-03-16 05:00 |  | 164
2022-03-16 06:00 |  | 166
2022-03-16 07:00 |  | 149
2022-03-16 08:00 |  | 140
2022-03-16 09:00 |  | 98
2022-03-16 10:00 |  | 56
2022-03-16 11:00 |  | 34
2022-03-16 12:00 |  | 16
2022-03-16 13:00 |  | 7
2022-03-16 14:00 |  | 3
2022-03-16 15:00 |  | 4
2022-03-16 16:00 |  | 9
2022-03-16 17:00 |  | 9
2022-03-16 18:00 |  | 8
2022-03-16 19:00 |  | 8
2022-03-16 20:00 |  | 12
2022-03-16 21:00 |  | 12
2022-03-16 22:00 |  | 8
2022-03-16 23:00 |  | 4
2022-03-17 |  | 4
2022-03-17 01:00 |  | 8
2022-03-17 02:00 |  | 12
2022-03-17 03:00 |  | 8
2022-03-17 04:00 |  | 4
2022-03-17 05:00 |  | 4
2022-03-17 06:00 |  | 4
2022-03-17 07:00 |  | 4
2022-03-17 08:00 |  | 8
2022-03-17 09:00 |  | 7
2022-03-17 10:00 |  | 1
2022-03-17 11:00 |  | 1
2022-03-17 12:00 |  | 3
2022-03-17 13:00 |  | 4
2022-03-17 14:00 |  | 2
2022-03-17 15:00 |  | 2
2022-03-17 16:00 |  | 4
2022-03-17 17:00 |  | 4
2022-03-17 18:00 |  | 23
2022-03-17 19:00 |  | 27
2022-03-17 20:00 |  | 22
2022-03-17 21:00 |  | 19
2022-03-17 22:00 |  | 19
2022-03-17 23:00 |  | 12
2022-03-18 |  | 11
2022-03-18 01:00 |  | 8
2022-03-18 02:00 |  | 8
2022-03-18 03:00 |  | 7
2022-03-18 04:00 |  | 4
2022-03-18 05:00 |  | 3
2022-03-18 06:00 |  | 5
2022-03-18 07:00 |  | 8
2022-03-18 08:00 |  | 10
2022-03-18 09:00 |  | 8
2022-03-18 10:00 |  | 8
2022-03-18 11:00 |  | 5
2022-03-18 12:00 |  | 4
2022-03-18 13:00 |  | 3
2022-03-18 14:00 |  | 1
2022-03-18 15:00 |  | 4
2022-03-18 16:00 |  | 1
2022-03-18 17:00 |  | 6
2022-03-18 18:00 |  | 14
2022-03-18 19:00 |  | 16
2022-03-18 20:00 |  | 41
2022-03-18 21:00 |  | 48
2022-03-18 22:00 |  | 44
2022-03-18 23:00 |  | 46
2022-03-19 |  | 54
2022-03-19 01:00 |  | 52
2022-03-19 02:00 |  | 44
2022-03-19 03:00 |  | 37
2022-03-19 04:00 |  | 35
2022-03-19 05:00 |  | 28
2022-03-19 06:00 |  | 34
2022-03-19 07:00 |  | 27
2022-03-19 08:00 |  | 28
2022-03-19 09:00 |  | 20
2022-03-19 10:00 |  | 15
2022-03-19 11:00 |  | 7
2022-03-19 12:00 |  | 8
2022-03-19 13:00 |  | 8
2022-03-19 14:00 |  | 6
2022-03-19 15:00 |  | 1
2022-03-19 16:00 |  | 4
2022-03-19 17:00 |  | 8
2022-03-19 18:00 |  | 18
2022-03-19 19:00 |  | 18
2022-03-19 20:00 |  | 30
2022-03-19 21:00 |  | 15
2022-03-19 22:00 |  | 20
2022-03-19 23:00 |  | 16
2022-03-20 |  | 25
2022-03-20 01:00 |  | 20
2022-03-20 02:00 |  | 24
2022-03-20 03:00 |  | 28
2022-03-20 04:00 |  | 22
2022-03-20 05:00 |  | 26
2022-03-20 06:00 |  | 20
2022-03-20 07:00 |  | 27
2022-03-20 08:00 |  | 26
2022-03-20 09:00 |  | 28
2022-03-20 10:00 |  | 39
2022-03-20 11:00 |  | 79
2022-03-20 12:00 |  | 68
2022-03-20 13:00 |  | 12
2022-03-20 14:00 |  | 12
2022-03-20 15:00 |  | 11
2022-03-20 16:00 |  | 8
2022-03-20 17:00 |  | 8
2022-03-20 18:00 |  | 5
2022-03-20 19:00 |  | 3
2022-03-20 20:00 |  |  | 2.b
2022-03-20 21:00 |  |  | 2.b
2022-03-20 22:00 |  |  | 2.b
2022-03-20 23:00 |  |  | 2.b
2022-03-21 |  |  | 2.b
2022-03-21 01:00 |  |  | 2.b
2022-03-21 02:00 |  |  | 2.b
2022-03-21 03:00 |  |  | 2.b
2022-03-21 04:00 |  |  | 2.b
2022-03-21 05:00 |  |  | 2.b
2022-03-21 06:00 |  |  | 2.b
2022-03-21 07:00 |  |  | 2.b
2022-03-21 08:00 |  |  | 2.b
2022-03-21 09:00 |  |  | 2.b
2022-03-21 10:00 |  |  | 2.e
2022-03-21 11:00 |  |  | 2.e
2022-03-21 12:00 |  | 1
2022-03-21 13:00 |  | 1
2022-03-21 14:00 |  | 1
2022-03-21 15:00 |  | 3
2022-03-21 16:00 |  | 3
2022-03-21 17:00 |  | 1
2022-03-21 18:00 |  | 1
2022-03-21 19:00 |  | 1
2022-03-21 20:00 |  | 1
2022-03-21 21:00 |  | 1
2022-03-21 22:00 |  | 3
2022-03-21 23:00 |  | 5
2022-03-22 |  | 4
2022-03-22 01:00 |  | 1
2022-03-22 02:00 |  | 1
2022-03-22 03:00 |  | 1
2022-03-22 04:00 |  | 2
2022-03-22 05:00 |  | 3
2022-03-22 06:00 |  | 3
2022-03-22 07:00 |  | 4
2022-03-22 08:00 |  | 3
2022-03-22 09:00 |  | 1
2022-03-22 10:00 |  | 1
2022-03-22 11:00 |  | 1
2022-03-22 12:00 |  | 1
2022-03-22 13:00 |  | 4
2022-03-22 14:00 |  | 4
2022-03-22 15:00 |  | 3
2022-03-22 16:00 |  | 3
2022-03-22 17:00 |  | 5
2022-03-22 18:00 |  | 5
2022-03-22 19:00 |  | 8
2022-03-22 20:00 |  | 7
2022-03-22 21:00 |  | 2
2022-03-22 22:00 |  | 4
2022-03-22 23:00 |  | 5
2022-03-23 |  | 7
2022-03-23 01:00 |  | 4
2022-03-23 02:00 |  | 2
2022-03-23 03:00 |  | 1
2022-03-23 04:00 |  | 1
2022-03-23 05:00 |  | 1
2022-03-23 06:00 |  | 3
2022-03-23 07:00 |  | 5
2022-03-23 08:00 |  | 4
2022-03-23 09:00 |  | 4
2022-03-23 10:00 |  | 5
2022-03-23 11:00 |  | 1
2022-03-23 12:00 |  | 1
2022-03-23 13:00 |  | 1
2022-03-23 14:00 |  | 1
2022-03-23 15:00 |  | 4
2022-03-23 16:00 |  | 4
2022-03-23 17:00 |  | 4
2022-03-23 18:00 |  | 8
2022-03-23 19:00 |  | 57
2022-03-23 20:00 |  | 7
2022-03-23 21:00 |  | 8
2022-03-23 22:00 |  | 5
2022-03-23 23:00 |  | 4
2022-03-24 |  | 8
2022-03-24 01:00 |  | 7
2022-03-24 02:00 |  | 7
2022-03-24 03:00 |  | 8
2022-03-24 04:00 |  | 8
2022-03-24 05:00 |  | 8
2022-03-24 06:00 |  | 5
2022-03-24 07:00 |  | 7
2022-03-24 08:00 |  | 7
2022-03-24 09:00 |  | 4
2022-03-24 10:00 |  | 4
2022-03-24 11:00 |  | 4
2022-03-24 12:00 |  | 1
2022-03-24 13:00 |  | 1
2022-03-24 14:00 |  | 3
2022-03-24 15:00 |  | 5
2022-03-24 16:00 |  | 7
2022-03-24 17:00 |  | 19
2022-03-24 18:00 |  | 33
2022-03-24 19:00 |  | 16
2022-03-24 20:00 |  | 4
2022-03-24 21:00 |  | 8
2022-03-24 22:00 |  | 10
2022-03-24 23:00 |  | 8
2022-03-25 |  | 8
2022-03-25 01:00 |  | 7
2022-03-25 02:00 |  | 4
2022-03-25 03:00 |  | 5
2022-03-25 04:00 |  | 5
2022-03-25 05:00 |  | 3
2022-03-25 06:00 |  | 5
2022-03-25 07:00 |  | 8
2022-03-25 08:00 |  | 7
2022-03-25 09:00 |  | 8
2022-03-25 10:00 |  | 7
2022-03-25 11:00 |  | 4
2022-03-25 12:00 |  | 1
2022-03-25 13:00 |  | 5
2022-03-25 14:00 |  | 8
2022-03-25 15:00 |  | 3
2022-03-25 16:00 |  | 3
2022-03-25 17:00 |  | 7
2022-03-25 18:00 |  | 8
2022-03-25 19:00 |  | 20
2022-03-25 20:00 |  | 22
2022-03-25 21:00 |  | 14
2022-03-25 22:00 |  | 24
2022-03-25 23:00 |  | 52
2022-03-26 |  | 60
2022-03-26 01:00 |  | 58
2022-03-26 02:00 |  | 61
2022-03-26 03:00 |  | 57
2022-03-26 04:00 |  | 56
2022-03-26 05:00 |  | 56
2022-03-26 06:00 |  | 45
2022-03-26 07:00 |  | 25
2022-03-26 08:00 |  | 22
2022-03-26 09:00 |  | 23
2022-03-26 10:00 |  | 30
2022-03-26 11:00 |  | 31
2022-03-26 12:00 |  | 20
2022-03-26 13:00 |  | 10
2022-03-26 14:00 |  | 12
2022-03-26 15:00 |  | 11
2022-03-26 16:00 |  | 10
2022-03-26 17:00 |  | 8
2022-03-26 18:00 |  | 14
2022-03-26 19:00 |  | 11
2022-03-26 20:00 |  | 20
2022-03-26 21:00 |  | 5
2022-03-26 22:00 |  | 8
2022-03-26 23:00 |  | 10
2022-03-27 |  | 7
2022-03-27 01:00 |  | 7
2022-03-27 02:00 |  | 7
2022-03-27 03:00 |  | 9
2022-03-27 04:00 |  | 8
2022-03-27 05:00 |  | 3
2022-03-27 06:00 |  | 2
2022-03-27 07:00 |  | 7
2022-03-27 08:00 |  | 8
2022-03-27 09:00 |  | 4
2022-03-27 10:00 |  | 7
2022-03-27 11:00 |  | 8
2022-03-27 12:00 |  | 4
2022-03-27 13:00 |  | 1
2022-03-27 14:00 |  | 1
2022-03-27 15:00 |  | 1
2022-03-27 16:00 |  | 1
2022-03-27 17:00 |  | 4
2022-03-27 18:00 |  | 5
2022-03-27 19:00 |  | 5
2022-03-27 20:00 |  | 8
2022-03-27 21:00 |  | 11
2022-03-27 22:00 |  | 11
2022-03-27 23:00 |  | 16
2022-03-28 |  | 10
2022-03-28 01:00 |  | 10
2022-03-28 02:00 |  | 8
2022-03-28 03:00 |  | 8
2022-03-28 04:00 |  | 8
2022-03-28 05:00 |  | 8
2022-03-28 06:00 |  | 10
2022-03-28 07:00 |  | 11
2022-03-28 08:00 |  | 11
2022-03-28 09:00 |  | 8
2022-03-28 10:00 |  | 2
2022-03-28 11:00 |  | 1
2022-03-28 12:00 |  | 1
2022-03-28 13:00 |  | 1
2022-03-28 14:00 |  | 1
2022-03-28 15:00 |  | 1
2022-03-28 16:00 |  | 2
2022-03-28 17:00 |  | 5
2022-03-28 18:00 |  | 4
2022-03-28 19:00 |  | 1
2022-03-28 20:00 |  | 5
2022-03-28 21:00 |  | 5
2022-03-28 22:00 |  | 5
2022-03-28 23:00 |  | 7
2022-03-29 |  | 5
2022-03-29 01:00 |  | 1
2022-03-29 02:00 |  | 1
2022-03-29 03:00 |  | 2
2022-03-29 04:00 |  | 3
2022-03-29 05:00 |  | 4
2022-03-29 06:00 |  | 5
2022-03-29 07:00 |  | 7
2022-03-29 08:00 |  | 8
2022-03-29 09:00 |  | 5
2022-03-29 10:00 |  | 7
2022-03-29 11:00 |  | 8
2022-03-29 12:00 |  | 3
2022-03-29 13:00 |  | 2
2022-03-29 14:00 |  | 3
2022-03-29 15:00 |  | 4
2022-03-29 16:00 |  | 4
2022-03-29 17:00 |  | 1
2022-03-29 18:00 |  | 1
2022-03-29 19:00 |  | 7
2022-03-29 20:00 |  | 8
2022-03-29 21:00 |  | 9
2022-03-29 22:00 |  | 8
2022-03-29 23:00 |  | 5
2022-03-30 |  | 4
2022-03-30 01:00 |  | 4
2022-03-30 02:00 |  | 7
2022-03-30 03:00 |  | 7
2022-03-30 04:00 |  | 5
2022-03-30 05:00 |  | 5
2022-03-30 06:00 |  | 7
2022-03-30 07:00 |  | 7
2022-03-30 08:00 |  | 5
2022-03-30 09:00 |  | 4
2022-03-30 10:00 |  | 3
2022-03-30 11:00 |  | 5
2022-03-30 12:00 |  | 7
2022-03-30 13:00 |  | 5
2022-03-30 14:00 |  | 4
2022-03-30 15:00 |  | 8
2022-03-30 16:00 |  | 8
2022-03-30 17:00 |  | 10
2022-03-30 18:00 |  | 19
2022-03-30 19:00 |  | 35
2022-03-30 20:00 |  | 14
2022-03-30 21:00 |  | 16
2022-03-30 22:00 |  | 14
2022-03-30 23:00 |  | 12
2022-03-31 |  | 11
2022-03-31 01:00 |  | 8
2022-03-31 02:00 |  | 7
2022-03-31 03:00 |  | 4
2022-03-31 04:00 |  | 4
2022-03-31 05:00 |  | 7
2022-03-31 06:00 |  | 10
2022-03-31 07:00 |  | 10
2022-03-31 08:00 |  | 7
2022-03-31 09:00 |  | 5
2022-03-31 10:00 |  | 4
2022-03-31 11:00 |  | 4
2022-03-31 12:00 |  | 3
2022-03-31 13:00 |  | 4
2022-03-31 14:00 |  | 5
2022-03-31 15:00 |  | 3
2022-03-31 16:00 |  | 29
2022-03-31 17:00 |  | 33
2022-03-31 18:00 |  | 50
2022-03-31 19:00 |  | 69
2022-03-31 20:00 |  | 51
2022-03-31 21:00 |  | 56
2022-03-31 22:00 |  | 34
2022-03-31 23:00 |  | 15
2022-04-01 |  | 11
2022-04-01 01:00 |  | 11
2022-04-01 02:00 |  | 10
2022-04-01 03:00 |  | 7
2022-04-01 04:00 |  | 4
2022-04-01 05:00 |  | 8
2022-04-01 06:00 |  | 9
2022-04-01 07:00 |  | 8
2022-04-01 08:00 |  | 7
2022-04-01 09:00 |  | 8
2022-04-01 10:00 |  |  | 2.a
2022-04-01 11:00 |  |  | 2.a
2022-04-01 12:00 |  |  | 2.h
2022-04-01 13:00 |  |  | 2.h
2022-04-01 14:00 |  | 27
2022-04-01 15:00 |  | 19
2022-04-01 16:00 |  | 14
2022-04-01 17:00 |  | 11
2022-04-01 18:00 |  | 20
2022-04-01 19:00 |  | 28
2022-04-01 20:00 |  | 32
2022-04-01 21:00 |  | 34
2022-04-01 22:00 |  | 26
2022-04-01 23:00 |  | 18
2022-04-02 |  | 24
2022-04-02 01:00 |  | 27
2022-04-02 02:00 |  | 14
2022-04-02 03:00 |  | 15
2022-04-02 04:00 |  | 14
2022-04-02 05:00 |  | 16
2022-04-02 06:00 |  | 11
2022-04-02 07:00 |  | 15
2022-04-02 08:00 |  | 18
2022-04-02 09:00 |  | 15
2022-04-02 10:00 |  | 12
2022-04-02 11:00 |  | 18
2022-04-02 12:00 |  | 1
2022-04-02 13:00 |  | 1
2022-04-02 14:00 |  | 1
2022-04-02 15:00 |  | 4
2022-04-02 16:00 |  | 5
2022-04-02 17:00 |  | 9
2022-04-02 18:00 |  | 7
2022-04-02 19:00 |  | 1
2022-04-02 20:00 |  | 1
2022-04-02 21:00 |  | 1
2022-04-02 22:00 |  | 4
2022-04-02 23:00 |  | 7
2022-04-03 |  | 7
2022-04-03 01:00 |  | 5
2022-04-03 02:00 |  | 8
2022-04-03 03:00 |  | 7
2022-04-03 04:00 |  | 4
2022-04-03 05:00 |  | 3
2022-04-03 06:00 |  | 7
2022-04-03 07:00 |  | 7
2022-04-03 08:00 |  | 4
2022-04-03 09:00 |  | 1
2022-04-03 10:00 |  | 3
2022-04-03 11:00 |  | 4
2022-04-03 12:00 |  | 3
2022-04-03 13:00 |  | 3
2022-04-03 14:00 |  | 6
2022-04-03 15:00 |  | 4
2022-04-03 16:00 |  | 1
2022-04-03 17:00 |  | 1
2022-04-03 18:00 |  | 3
2022-04-03 19:00 |  | 3
2022-04-03 20:00 |  | 4
2022-04-03 21:00 |  | 4
2022-04-03 22:00 |  | 7
2022-04-03 23:00 |  | 7
2022-04-04 |  | 4
2022-04-04 01:00 |  | 4
2022-04-04 02:00 |  | 1
2022-04-04 03:00 |  | 3
2022-04-04 04:00 |  | 5
2022-04-04 05:00 |  | 3
2022-04-04 06:00 |  | 3
2022-04-04 07:00 |  | 5
2022-04-04 08:00 |  | 7
2022-04-04 09:00 |  | 5
2022-04-04 10:00 |  | 1
2022-04-04 11:00 |  | 1
2022-04-04 12:00 |  | 1
2022-04-04 13:00 |  | 3
2022-04-04 14:00 |  | 1
2022-04-04 15:00 |  | 1
2022-04-04 16:00 |  | 1
2022-04-04 17:00 |  | 3
2022-04-04 18:00 |  | 7
2022-04-04 19:00 |  | 10
2022-04-04 20:00 |  | 11
2022-04-04 21:00 |  | 12
2022-04-04 22:00 |  | 11
2022-04-04 23:00 |  | 10
2022-04-05 |  | 10
2022-04-05 01:00 |  | 7
2022-04-05 02:00 |  | 5
2022-04-05 03:00 |  | 8
2022-04-05 04:00 |  | 3
2022-04-05 05:00 |  | 2
2022-04-05 06:00 |  | 7
2022-04-05 07:00 |  | 9
2022-04-05 08:00 |  | 4
2022-04-05 09:00 |  | 3
2022-04-05 10:00 |  | 5
2022-04-05 11:00 |  | 4
2022-04-05 12:00 |  | 5
2022-04-05 13:00 |  | 4
2022-04-05 14:00 |  | 1
2022-04-05 15:00 |  | 1
2022-04-05 16:00 |  | 1
2022-04-05 17:00 |  | 2
2022-04-05 18:00 |  | 4
2022-04-05 19:00 |  | 8
2022-04-05 20:00 |  | 22
2022-04-05 21:00 |  | 20
2022-04-05 22:00 |  | 14
2022-04-05 23:00 |  | 20
2022-04-06 |  | 20
2022-04-06 01:00 |  | 14
2022-04-06 02:00 |  | 16
2022-04-06 03:00 |  | 8
2022-04-06 04:00 |  | 10
2022-04-06 05:00 |  | 8
2022-04-06 06:00 |  | 8
2022-04-06 07:00 |  | 8
2022-04-06 08:00 |  | 7
2022-04-06 09:00 |  | 3
2022-04-06 10:00 |  | 1
2022-04-06 11:00 |  | 2
2022-04-06 12:00 |  | 2
2022-04-06 13:00 |  | 1
2022-04-06 14:00 |  | 1
2022-04-06 15:00 |  | 1
2022-04-06 16:00 |  | 1
2022-04-06 17:00 |  | 1
2022-04-06 18:00 |  | 7
2022-04-06 19:00 |  | 19
2022-04-06 20:00 |  | 8
2022-04-06 21:00 |  | 8
2022-04-06 22:00 |  | 5
2022-04-06 23:00 |  | 4
2022-04-07 |  | 5
2022-04-07 01:00 |  | 7
2022-04-07 02:00 |  | 7
2022-04-07 03:00 |  | 26
2022-04-07 04:00 |  | 26
2022-04-07 05:00 |  | 31
2022-04-07 06:00 |  | 37
2022-04-07 07:00 |  | 38
2022-04-07 08:00 |  | 38
2022-04-07 09:00 |  | 32
2022-04-07 10:00 |  | 31
2022-04-07 11:00 |  |  | 2.h
2022-04-07 12:00 |  | 9
2022-04-07 13:00 |  | 8
2022-04-07 14:00 |  | 4
2022-04-07 15:00 |  | 1
2022-04-07 16:00 |  | 1
2022-04-07 17:00 |  | 1
2022-04-07 18:00 |  | 5
2022-04-07 19:00 |  | 9
2022-04-07 20:00 |  | 9
2022-04-07 21:00 |  | 18
2022-04-07 22:00 |  | 7
2022-04-07 23:00 |  | 8
2022-04-08 |  | 8
2022-04-08 01:00 |  | 7
2022-04-08 02:00 |  | 8
2022-04-08 03:00 |  | 8
2022-04-08 04:00 |  | 5
2022-04-08 05:00 |  | 5
2022-04-08 06:00 |  | 5
2022-04-08 07:00 |  | 4
2022-04-08 08:00 |  | 4
2022-04-08 09:00 |  | 4
2022-04-08 10:00 |  | 1
2022-04-08 11:00 |  | 4
2022-04-08 12:00 |  | 8
2022-04-08 13:00 |  | 8
2022-04-08 14:00 |  | 7
2022-04-08 15:00 |  | 5
2022-04-08 16:00 |  | 3
2022-04-08 17:00 |  | 5
2022-04-08 18:00 |  | 20
2022-04-08 19:00 |  | 15
2022-04-08 20:00 |  | 10
2022-04-08 21:00 |  | 22
2022-04-08 22:00 |  | 23
2022-04-08 23:00 |  | 15
2022-04-09 |  | 16
2022-04-09 01:00 |  | 18
2022-04-09 02:00 |  | 15
2022-04-09 03:00 |  | 20
2022-04-09 04:00 |  | 23
2022-04-09 05:00 |  | 20
2022-04-09 06:00 |  | 18
2022-04-09 07:00 |  | 18
2022-04-09 08:00 |  | 11
2022-04-09 09:00 |  | 11
2022-04-09 10:00 |  | 8
2022-04-09 11:00 |  | 1
2022-04-09 12:00 |  | 2
2022-04-09 13:00 |  | 5
2022-04-09 14:00 |  | 3
2022-04-09 15:00 |  | 1
2022-04-09 16:00 |  | 1
2022-04-09 17:00 |  | 3
2022-04-09 18:00 |  | 5
2022-04-09 19:00 |  | 18
2022-04-09 20:00 |  | 10
2022-04-09 21:00 |  | 10
2022-04-09 22:00 |  | 8
2022-04-09 23:00 |  | 16
2022-04-10 |  | 14
2022-04-10 01:00 |  | 11
2022-04-10 02:00 |  | 9
2022-04-10 03:00 |  | 11
2022-04-10 04:00 |  | 11
2022-04-10 05:00 |  | 7
2022-04-10 06:00 |  | 8
2022-04-10 07:00 |  | 5
2022-04-10 08:00 |  | 1
2022-04-10 09:00 |  | 4
2022-04-10 10:00 |  | 7
2022-04-10 11:00 |  | 5
2022-04-10 12:00 |  | 4
2022-04-10 13:00 |  | 2
2022-04-10 14:00 |  | 2
2022-04-10 15:00 |  | 1
2022-04-10 16:00 |  | 3
2022-04-10 17:00 |  | 4
2022-04-10 18:00 |  | 8
2022-04-10 19:00 |  | 20
2022-04-10 20:00 |  | 27
2022-04-10 21:00 |  | 35
2022-04-10 22:00 |  | 28
2022-04-10 23:00 |  | 24
2022-04-11 |  | 26
2022-04-11 01:00 |  | 14
2022-04-11 02:00 |  | 8
2022-04-11 03:00 |  | 18
2022-04-11 04:00 |  | 11
2022-04-11 05:00 |  | 8
2022-04-11 06:00 |  | 4
2022-04-11 07:00 |  | 5
2022-04-11 08:00 |  | 5
2022-04-11 09:00 |  | 7
2022-04-11 10:00 |  | 8
2022-04-11 11:00 |  | 5
2022-04-11 12:00 |  | 1
2022-04-11 13:00 |  | 1
2022-04-11 14:00 |  | 1
2022-04-11 15:00 |  | 2
2022-04-11 16:00 |  | 5
2022-04-11 17:00 |  | 4
2022-04-11 18:00 |  | 7
2022-04-11 19:00 |  | 5
2022-04-11 20:00 |  | 4
2022-04-11 21:00 |  | 16
2022-04-11 22:00 |  | 15
2022-04-11 23:00 |  | 14
2022-04-12 |  | 30
2022-04-12 01:00 |  | 28
2022-04-12 02:00 |  | 26
2022-04-12 03:00 |  | 30
2022-04-12 04:00 |  | 24
2022-04-12 05:00 |  | 27
2022-04-12 06:00 |  | 28
2022-04-12 07:00 |  | 11
2022-04-12 08:00 |  | 15
2022-04-12 09:00 |  | 8
2022-04-12 10:00 |  | 5
2022-04-12 11:00 |  | 4
2022-04-12 12:00 |  | 7
2022-04-12 13:00 |  | 5
2022-04-12 14:00 |  | 3
2022-04-12 15:00 |  | 3
2022-04-12 16:00 |  | 4
2022-04-12 17:00 |  | 7
2022-04-12 18:00 |  | 15
2022-04-12 19:00 |  | 7
2022-04-12 20:00 |  | 7
2022-04-12 21:00 |  | 7
2022-04-12 22:00 |  | 8
2022-04-12 23:00 |  | 10
2022-04-13 |  | 8
2022-04-13 01:00 |  | 8
2022-04-13 02:00 |  | 7
2022-04-13 03:00 |  | 7
2022-04-13 04:00 |  | 5
2022-04-13 05:00 |  | 7
2022-04-13 06:00 |  | 7
2022-04-13 07:00 |  | 7
2022-04-13 08:00 |  | 7
2022-04-13 09:00 |  | 4
2022-04-13 10:00 |  | 5
2022-04-13 11:00 |  | 8
2022-04-13 12:00 |  | 5
2022-04-13 13:00 |  | 5
2022-04-13 14:00 |  | 8
2022-04-13 15:00 |  | 7
2022-04-13 16:00 |  | 7
2022-04-13 17:00 |  | 7
2022-04-13 18:00 |  | 23
2022-04-13 19:00 |  | 15
2022-04-13 20:00 |  | 11
2022-04-13 21:00 |  | 16
2022-04-13 22:00 |  | 19
2022-04-13 23:00 |  | 12
2022-04-14 |  | 11
2022-04-14 01:00 |  | 11
2022-04-14 02:00 |  | 8
2022-04-14 03:00 |  | 5
2022-04-14 04:00 |  | 5
2022-04-14 05:00 |  | 7
2022-04-14 06:00 |  | 8
2022-04-14 07:00 |  | 10
2022-04-14 08:00 |  | 10
2022-04-14 09:00 |  | 11
2022-04-14 10:00 |  |  | 2.e
2022-04-14 11:00 |  |  | 2.e
2022-04-14 12:00 |  |  | 2.e
2022-04-14 13:00 |  | 18
2022-04-14 14:00 |  | 10
2022-04-14 15:00 |  | 16
2022-04-14 16:00 |  | 34
2022-04-14 17:00 |  | 34
2022-04-14 18:00 |  | 31
2022-04-14 19:00 |  | 27
2022-04-14 20:00 |  | 24
2022-04-14 21:00 |  | 24
2022-04-14 22:00 |  | 26
2022-04-14 23:00 |  | 20
2022-04-15 |  | 12
2022-04-15 01:00 |  | 11
2022-04-15 02:00 |  | 16
2022-04-15 03:00 |  | 12
2022-04-15 04:00 |  | 12
2022-04-15 05:00 |  | 10
2022-04-15 06:00 |  | 15
2022-04-15 07:00 |  | 14
2022-04-15 08:00 |  | 12
2022-04-15 09:00 |  | 11
2022-04-15 10:00 |  | 16
2022-04-15 11:00 |  | 10
2022-04-15 12:00 |  | 7
2022-04-15 13:00 |  | 4
2022-04-15 14:00 |  | 8
2022-04-15 15:00 |  | 10
2022-04-15 16:00 |  | 11
2022-04-15 17:00 |  | 14
2022-04-15 18:00 |  | 20
2022-04-15 19:00 |  | 20
2022-04-15 20:00 |  | 18
2022-04-15 21:00 |  | 20
2022-04-15 22:00 |  | 19
2022-04-15 23:00 |  | 11
2022-04-16 |  | 11
2022-04-16 01:00 |  | 10
2022-04-16 02:00 |  | 8
2022-04-16 03:00 |  | 7
2022-04-16 04:00 |  | 8
2022-04-16 05:00 |  | 5
2022-04-16 06:00 |  | 5
2022-04-16 07:00 |  | 10
2022-04-16 08:00 |  | 10
2022-04-16 09:00 |  | 11
2022-04-16 10:00 |  | 9
2022-04-16 11:00 |  | 8
2022-04-16 12:00 |  | 9
2022-04-16 13:00 |  | 8
2022-04-16 14:00 |  | 7
2022-04-16 15:00 |  | 7
2022-04-16 16:00 |  | 7
2022-04-16 17:00 |  | 15
2022-04-16 18:00 |  | 23
2022-04-16 19:00 |  | 47
2022-04-16 20:00 |  | 35
2022-04-16 21:00 |  | 35
2022-04-16 22:00 |  | 47
2022-04-16 23:00 |  | 77
2022-04-17 |  | 38
2022-04-17 01:00 |  | 30
2022-04-17 02:00 |  | 31
2022-04-17 03:00 |  | 35
2022-04-17 04:00 |  | 39
2022-04-17 05:00 |  | 42
2022-04-17 06:00 |  | 41
2022-04-17 07:00 |  | 42
2022-04-17 08:00 |  | 33
2022-04-17 09:00 |  | 37
2022-04-17 10:00 |  | 47
2022-04-17 11:00 |  | 44
2022-04-17 12:00 |  | 30
2022-04-17 13:00 |  | 24
2022-04-17 14:00 |  | 19
2022-04-17 15:00 |  | 22
2022-04-17 16:00 |  | 16
2022-04-17 17:00 |  | 19
2022-04-17 18:00 |  | 20
2022-04-17 19:00 |  | 22
2022-04-17 20:00 |  | 34
2022-04-17 21:00 |  | 45
2022-04-17 22:00 |  | 30
2022-04-17 23:00 |  | 12
2022-04-18 |  | 18
2022-04-18 01:00 |  | 14
2022-04-18 02:00 |  | 23
2022-04-18 03:00 |  | 16
2022-04-18 04:00 |  | 19
2022-04-18 05:00 |  | 16
2022-04-18 06:00 |  | 11
2022-04-18 07:00 |  | 26
2022-04-18 08:00 |  | 24
2022-04-18 09:00 |  | 11
2022-04-18 10:00 |  | 11
2022-04-18 11:00 |  | 10
2022-04-18 12:00 |  | 7
2022-04-18 13:00 |  | 7
2022-04-18 14:00 |  | 4
2022-04-18 15:00 |  | 1
2022-04-18 16:00 |  | 4
2022-04-18 17:00 |  | 5
2022-04-18 18:00 |  | 18
2022-04-18 19:00 |  | 11
2022-04-18 20:00 |  | 18
2022-04-18 21:00 |  | 12
2022-04-18 22:00 |  | 20
2022-04-18 23:00 |  | 11
2022-04-19 |  | 11
2022-04-19 01:00 |  | 11
2022-04-19 02:00 |  | 10
2022-04-19 03:00 |  | 18
2022-04-19 04:00 |  | 22
2022-04-19 05:00 |  | 16
2022-04-19 06:00 |  | 14
2022-04-19 07:00 |  | 16
2022-04-19 08:00 |  | 11
2022-04-19 09:00 |  | 12
2022-04-19 10:00 |  | 11
2022-04-19 11:00 |  |  | 2.h
2022-04-19 12:00 |  | 37
2022-04-19 13:00 |  | 31
2022-04-19 14:00 |  | 34
2022-04-19 15:00 |  | 27
2022-04-19 16:00 |  | 14
2022-04-19 17:00 |  | 10
2022-04-19 18:00 |  | 5
2022-04-19 19:00 |  | 48
2022-04-19 20:00 |  | 106
2022-04-19 21:00 |  | 60
2022-04-19 22:00 |  | 41
2022-04-19 23:00 |  | 8
2022-04-20 |  | 10
2022-04-20 01:00 |  | 11
2022-04-20 02:00 |  | 8
2022-04-20 03:00 |  | 5
2022-04-20 04:00 |  | 7
2022-04-20 05:00 |  | 7
2022-04-20 06:00 |  | 27
2022-04-20 07:00 |  | 15
2022-04-20 08:00 |  | 45
2022-04-20 09:00 |  | 11
2022-04-20 10:00 |  | 8
2022-04-20 11:00 |  | 4
2022-04-20 12:00 |  | 3
2022-04-20 13:00 |  | 1
2022-04-20 14:00 |  | 2
2022-04-20 15:00 |  | 4
2022-04-20 16:00 |  | 5
2022-04-20 17:00 |  | 3
2022-04-20 18:00 |  | 16
2022-04-20 19:00 |  | 31
2022-04-20 20:00 |  | 35
2022-04-20 21:00 |  | 44
2022-04-20 22:00 |  | 37
2022-04-20 23:00 |  | 27
2022-04-21 |  | 12
2022-04-21 01:00 |  | 19
2022-04-21 02:00 |  | 14
2022-04-21 03:00 |  | 9
2022-04-21 04:00 |  | 8
2022-04-21 05:00 |  | 8
2022-04-21 06:00 |  | 7
2022-04-21 07:00 |  | 7
2022-04-21 08:00 |  | 9
2022-04-21 09:00 |  | 12
2022-04-21 10:00 |  |  | 2.h
2022-04-21 11:00 |  |  | 2.h
2022-04-21 12:00 |  | 18
2022-04-21 13:00 |  | 5
2022-04-21 14:00 |  | 8
2022-04-21 15:00 |  | 18
2022-04-21 16:00 |  | 33
2022-04-21 17:00 |  | 14
2022-04-21 18:00 |  | 18
2022-04-21 19:00 |  | 8
2022-04-21 20:00 |  | 7
2022-04-21 21:00 |  | 4
2022-04-21 22:00 |  | 3
2022-04-21 23:00 |  | 3
2022-04-22 |  | 1
2022-04-22 01:00 |  | 1
2022-04-22 02:00 |  | 1
2022-04-22 03:00 |  | 1
2022-04-22 04:00 |  | 1
2022-04-22 05:00 |  | 1
2022-04-22 06:00 |  | 1
2022-04-22 07:00 |  | 1
2022-04-22 08:00 |  | 1
2022-04-22 09:00 |  | 1
2022-04-22 10:00 |  | 3
2022-04-22 11:00 |  | 2
2022-04-22 12:00 |  | 4
2022-04-22 13:00 |  | 4
2022-04-22 14:00 |  | 1
2022-04-22 15:00 |  | 1
2022-04-22 16:00 |  | 3
2022-04-22 17:00 |  | 3
2022-04-22 18:00 |  | 3
2022-04-22 19:00 |  | 5
2022-04-22 20:00 |  | 11
2022-04-22 21:00 |  | 11
2022-04-22 22:00 |  | 8
2022-04-22 23:00 |  | 7
2022-04-23 |  | 5
2022-04-23 01:00 |  | 3
2022-04-23 02:00 |  | 1
2022-04-23 03:00 |  | 1
2022-04-23 04:00 |  | 1
2022-04-23 05:00 |  | 1
2022-04-23 06:00 |  | 1
2022-04-23 07:00 |  | 1
2022-04-23 08:00 |  | 1
2022-04-23 09:00 |  | 1
2022-04-23 10:00 |  | 3
2022-04-23 11:00 |  | 3
2022-04-23 12:00 |  | 1
2022-04-23 13:00 |  | 4
2022-04-23 14:00 |  | 5
2022-04-23 15:00 |  | 8
2022-04-23 16:00 |  | 9
2022-04-23 17:00 |  | 7
2022-04-23 18:00 |  | 7
2022-04-23 19:00 |  | 4
2022-04-23 20:00 |  | 4
2022-04-23 21:00 |  | 5
2022-04-23 22:00 |  | 5
2022-04-23 23:00 |  | 4
2022-04-24 |  | 1
2022-04-24 01:00 |  | 1
2022-04-24 02:00 |  | 1
2022-04-24 03:00 |  | 1
2022-04-24 04:00 |  | 1
2022-04-24 05:00 |  | 1
2022-04-24 06:00 |  | 1
2022-04-24 07:00 |  | 1
2022-04-24 08:00 |  | 1
2022-04-24 09:00 |  | 1
2022-04-24 10:00 |  | 1
2022-04-24 11:00 |  | 1
2022-04-24 12:00 |  | 1
2022-04-24 13:00 |  | 2
2022-04-24 14:00 |  | 5
2022-04-24 15:00 |  | 4
2022-04-24 16:00 |  | 5
2022-04-24 17:00 |  | 7
2022-04-24 18:00 |  | 7
2022-04-24 19:00 |  | 9
2022-04-24 20:00 |  | 12
2022-04-24 21:00 |  | 16
2022-04-24 22:00 |  | 15
2022-04-24 23:00 |  | 7
2022-04-25 |  | 8
2022-04-25 01:00 |  | 15
2022-04-25 02:00 |  | 3
2022-04-25 03:00 |  | 2
2022-04-25 04:00 |  | 4
2022-04-25 05:00 |  | 4
2022-04-25 06:00 |  | 3
2022-04-25 07:00 |  | 5
2022-04-25 08:00 |  | 7
2022-04-25 09:00 |  | 5
2022-04-25 10:00 |  | 5
2022-04-25 11:00 |  | 4
2022-04-25 12:00 |  | 1
2022-04-25 13:00 |  | 5
2022-04-25 14:00 |  | 8
2022-04-25 15:00 |  | 8
2022-04-25 16:00 |  | 8
2022-04-25 17:00 |  | 5
2022-04-25 18:00 |  | 5
2022-04-25 19:00 |  | 3
2022-04-25 20:00 |  | 1
2022-04-25 21:00 |  | 1
2022-04-25 22:00 |  | 1
2022-04-25 23:00 |  | 1
2022-04-26 |  | 1
2022-04-26 01:00 |  | 1
2022-04-26 02:00 |  | 1
2022-04-26 03:00 |  | 1
2022-04-26 04:00 |  | 1
2022-04-26 05:00 |  | 1
2022-04-26 06:00 |  | 1
2022-04-26 07:00 |  | 1
2022-04-26 08:00 |  | 1
2022-04-26 09:00 |  | 1
2022-04-26 10:00 |  | 3
2022-04-26 11:00 |  | 7
2022-04-26 12:00 |  | 7
2022-04-26 13:00 |  | 5
2022-04-26 14:00 |  | 5
2022-04-26 15:00 |  | 5
2022-04-26 16:00 |  | 5
2022-04-26 17:00 |  | 5
2022-04-26 18:00 |  | 8
2022-04-26 19:00 |  | 16
2022-04-26 20:00 |  | 8
2022-04-26 21:00 |  | 5
2022-04-26 22:00 |  | 4
2022-04-26 23:00 |  | 4
2022-04-27 |  | 2
2022-04-27 01:00 |  | 3
2022-04-27 02:00 |  | 1
2022-04-27 03:00 |  | 1
2022-04-27 04:00 |  | 1
2022-04-27 05:00 |  | 1
2022-04-27 06:00 |  | 1
2022-04-27 07:00 |  | 1
2022-04-27 08:00 |  | 1
2022-04-27 09:00 |  | 1
2022-04-27 10:00 |  | 1
2022-04-27 11:00 |  | 4
2022-04-27 12:00 |  | 8
2022-04-27 13:00 |  | 8
2022-04-27 14:00 |  | 8
2022-04-27 15:00 |  | 5
2022-04-27 16:00 |  | 3
2022-04-27 17:00 |  | 4
2022-04-27 18:00 |  | 15
2022-04-27 19:00 |  | 15
2022-04-27 20:00 |  | 27
2022-04-27 21:00 |  | 43
2022-04-27 22:00 |  | 27
2022-04-27 23:00 |  | 27
2022-04-28 |  | 23
2022-04-28 01:00 |  | 11
2022-04-28 02:00 |  | 8
2022-04-28 03:00 |  | 18
2022-04-28 04:00 |  | 14
2022-04-28 05:00 |  | 12
2022-04-28 06:00 |  | 11
2022-04-28 07:00 |  | 11
2022-04-28 08:00 |  | 10
2022-04-28 09:00 |  | 8
2022-04-28 10:00 |  | 5
2022-04-28 11:00 |  | 4
2022-04-28 12:00 |  | 3
2022-04-28 13:00 |  | 3
2022-04-28 14:00 |  | 7
2022-04-28 15:00 |  | 5
2022-04-28 16:00 |  | 4
2022-04-28 17:00 |  | 7
2022-04-28 18:00 |  | 8
2022-04-28 19:00 |  | 8
2022-04-28 20:00 |  | 10
2022-04-28 21:00 |  | 8
2022-04-28 22:00 |  | 7
2022-04-28 23:00 |  | 8
2022-04-29 |  | 10
2022-04-29 01:00 |  | 8
2022-04-29 02:00 |  | 7
2022-04-29 03:00 |  | 5
2022-04-29 04:00 |  | 2
2022-04-29 05:00 |  | 3
2022-04-29 06:00 |  | 1
2022-04-29 07:00 |  | 4
2022-04-29 08:00 |  | 7
2022-04-29 09:00 |  | 4
2022-04-29 10:00 |  | 4
2022-04-29 11:00 |  | 5
2022-04-29 12:00 |  | 4
2022-04-29 13:00 |  | 4
2022-04-29 14:00 |  | 5
2022-04-29 15:00 |  | 5
2022-04-29 16:00 |  | 4
2022-04-29 17:00 |  | 8
2022-04-29 18:00 |  | 12
2022-04-29 19:00 |  | 22
2022-04-29 20:00 |  | 19
2022-04-29 21:00 |  | 11
2022-04-29 22:00 |  | 8
2022-04-29 23:00 |  | 4
2022-04-30 |  | 4
2022-04-30 01:00 |  | 5
2022-04-30 02:00 |  | 10
2022-04-30 03:00 |  | 8
2022-04-30 04:00 |  | 4
2022-04-30 05:00 |  | 7
2022-04-30 06:00 |  | 11
2022-04-30 07:00 |  | 10
2022-04-30 08:00 |  | 8
2022-04-30 09:00 |  | 8
2022-04-30 10:00 |  | 7
2022-04-30 11:00 |  | 7
2022-04-30 12:00 |  | 3
2022-04-30 13:00 |  | 1
2022-04-30 14:00 |  | 1
2022-04-30 15:00 |  | 4
2022-04-30 16:00 |  | 5
2022-04-30 17:00 |  | 16
2022-04-30 18:00 |  | 18
2022-04-30 19:00 |  | 14
2022-04-30 20:00 |  | 14
2022-04-30 21:00 |  | 22
2022-04-30 22:00 |  | 15
2022-04-30 23:00 |  | 24
2022-05-01 |  | 14
2022-05-01 01:00 |  | 14
2022-05-01 02:00 |  | 7
2022-05-01 03:00 |  | 15
2022-05-01 04:00 |  | 1
2022-05-01 05:00 |  | 5
2022-05-01 06:00 |  | 8
2022-05-01 07:00 |  | 8
2022-05-01 08:00 |  | 7
2022-05-01 09:00 |  | 7
2022-05-01 10:00 |  | 5
2022-05-01 11:00 |  | 3
2022-05-01 12:00 |  | 4
2022-05-01 13:00 |  | 3
2022-05-01 14:00 |  | 3
2022-05-01 15:00 |  | 4
2022-05-01 16:00 |  | 4
2022-05-01 17:00 |  | 1
2022-05-01 18:00 |  | 5
2022-05-01 19:00 |  | 8
2022-05-01 20:00 |  | 18
2022-05-01 21:00 |  | 9
2022-05-01 22:00 |  | 16
2022-05-01 23:00 |  | 8
2022-05-02 |  | 3
2022-05-02 01:00 |  | 1
2022-05-02 02:00 |  | 5
2022-05-02 03:00 |  | 5
2022-05-02 04:00 |  | 4
2022-05-02 05:00 |  | 2
2022-05-02 06:00 |  | 1
2022-05-02 07:00 |  | 5
2022-05-02 08:00 |  | 7
2022-05-02 09:00 |  | 4
2022-05-02 10:00 |  | 3
2022-05-02 11:00 |  | 1
2022-05-02 12:00 |  | 4
2022-05-02 13:00 |  | 4
2022-05-02 14:00 |  | 3
2022-05-02 15:00 |  | 3
2022-05-02 16:00 |  | 4
2022-05-02 17:00 |  | 5
2022-05-02 18:00 |  | 8
2022-05-02 19:00 |  | 11
2022-05-02 20:00 |  | 9
2022-05-02 21:00 |  | 11
2022-05-02 22:00 |  | 12
2022-05-02 23:00 |  | 11
2022-05-03 |  | 8
2022-05-03 01:00 |  | 8
2022-05-03 02:00 |  | 8
2022-05-03 03:00 |  | 8
2022-05-03 04:00 |  | 5
2022-05-03 05:00 |  | 5
2022-05-03 06:00 |  | 4
2022-05-03 07:00 |  | 1
2022-05-03 08:00 |  | 4
2022-05-03 09:00 |  | 5
2022-05-03 10:00 |  | 7
2022-05-03 11:00 |  | 7
2022-05-03 12:00 |  | 8
2022-05-03 13:00 |  | 8
2022-05-03 14:00 |  | 7
2022-05-03 15:00 |  | 5
2022-05-03 16:00 |  | 4
2022-05-03 17:00 |  | 4
2022-05-03 18:00 |  | 19
2022-05-03 19:00 |  | 22
2022-05-03 20:00 |  | 16
2022-05-03 21:00 |  | 11
2022-05-03 22:00 |  | 11
2022-05-03 23:00 |  | 8
2022-05-04 |  | 3
2022-05-04 01:00 |  | 1
2022-05-04 02:00 |  | 3
2022-05-04 03:00 |  | 4
2022-05-04 04:00 |  | 3
2022-05-04 05:00 |  | 3
2022-05-04 06:00 |  | 4
2022-05-04 07:00 |  | 7
2022-05-04 08:00 |  | 7
2022-05-04 09:00 |  | 7
2022-05-04 10:00 |  | 8
2022-05-04 11:00 |  | 7
2022-05-04 12:00 |  | 6
2022-05-04 13:00 |  | 4
2022-05-04 14:00 |  | 1
2022-05-04 15:00 |  | 1
2022-05-04 16:00 |  | 4
2022-05-04 17:00 |  | 8
2022-05-04 18:00 |  | 34
2022-05-04 19:00 |  | 5
2022-05-04 20:00 |  | 8
2022-05-04 21:00 |  | 31
2022-05-04 22:00 |  | 42
2022-05-04 23:00 |  | 19
2022-05-05 |  | 8
2022-05-05 01:00 |  | 8
2022-05-05 02:00 |  | 8
2022-05-05 03:00 |  | 15
2022-05-05 04:00 |  | 11
2022-05-05 05:00 |  | 19
2022-05-05 06:00 |  | 16
2022-05-05 07:00 |  | 23
2022-05-05 08:00 |  | 18
2022-05-05 09:00 |  | 14
2022-05-05 10:00 |  | 15
2022-05-05 11:00 |  | 10
2022-05-05 12:00 |  | 16
2022-05-05 13:00 |  | 8
2022-05-05 14:00 |  | 8
2022-05-05 15:00 |  | 8
2022-05-05 16:00 |  | 8
2022-05-05 17:00 |  | 10
2022-05-05 18:00 |  | 37
2022-05-05 19:00 |  | 91
2022-05-05 20:00 |  | 81
2022-05-05 21:00 |  | 113
2022-05-05 22:00 |  | 14
2022-05-05 23:00 |  | 18
2022-05-06 |  | 20
2022-05-06 01:00 |  | 24
2022-05-06 02:00 |  | 15
2022-05-06 03:00 |  | 10
2022-05-06 04:00 |  | 8
2022-05-06 05:00 |  | 8
2022-05-06 06:00 |  | 11
2022-05-06 07:00 |  | 16
2022-05-06 08:00 |  | 22
2022-05-06 09:00 |  | 22
2022-05-06 10:00 |  | 11
2022-05-06 11:00 |  | 12
2022-05-06 12:00 |  | 9
2022-05-06 13:00 |  | 7
2022-05-06 14:00 |  | 5
2022-05-06 15:00 |  | 4
2022-05-06 16:00 |  | 4
2022-05-06 17:00 |  | 8
2022-05-06 18:00 |  | 30
2022-05-06 19:00 |  | 32
2022-05-06 20:00 |  | 16
2022-05-06 21:00 |  | 46
2022-05-06 22:00 |  | 32
2022-05-06 23:00 |  | 16
2022-05-07 |  | 11
2022-05-07 01:00 |  | 16
2022-05-07 02:00 |  | 16
2022-05-07 03:00 |  | 8
2022-05-07 04:00 |  | 8
2022-05-07 05:00 |  | 8
2022-05-07 06:00 |  | 8
2022-05-07 07:00 |  | 8
2022-05-07 08:00 |  | 8
2022-05-07 09:00 |  | 7
2022-05-07 10:00 |  | 7
2022-05-07 11:00 |  | 5
2022-05-07 12:00 |  | 8
2022-05-07 13:00 |  | 8
2022-05-07 14:00 |  | 5
2022-05-07 15:00 |  | 2
2022-05-07 16:00 |  | 5
2022-05-07 17:00 |  | 9
2022-05-07 18:00 |  | 39
2022-05-07 19:00 |  | 34
2022-05-07 20:00 |  | 41
2022-05-07 21:00 |  | 69
2022-05-07 22:00 |  | 85
2022-05-07 23:00 |  | 98
2022-05-08 |  | 56
2022-05-08 01:00 |  | 52
2022-05-08 02:00 |  | 42
2022-05-08 03:00 |  | 44
2022-05-08 04:00 |  | 31
2022-05-08 05:00 |  | 41
2022-05-08 06:00 |  | 38
2022-05-08 07:00 |  | 30
2022-05-08 08:00 |  | 34
2022-05-08 09:00 |  | 30
2022-05-08 10:00 |  | 24
2022-05-08 11:00 |  | 16
2022-05-08 12:00 |  | 14
2022-05-08 13:00 |  | 22
2022-05-08 14:00 |  | 19
2022-05-08 15:00 |  | 12
2022-05-08 16:00 |  | 23
2022-05-08 17:00 |  | 24
2022-05-08 18:00 |  | 20
2022-05-08 19:00 |  | 30
2022-05-08 20:00 |  | 58
2022-05-08 21:00 |  | 72
2022-05-08 22:00 |  | 54
2022-05-08 23:00 |  | 41
2022-05-09 |  | 41
2022-05-09 01:00 |  | 23
2022-05-09 02:00 |  | 30
2022-05-09 03:00 |  | 37
2022-05-09 04:00 |  | 27
2022-05-09 05:00 |  | 11
2022-05-09 06:00 |  | 20
2022-05-09 07:00 |  | 27
2022-05-09 08:00 |  | 27
2022-05-09 09:00 |  | 20
2022-05-09 10:00 |  | 25
2022-05-09 11:00 |  | 20
2022-05-09 12:00 |  |  | 2.e
2022-05-09 13:00 |  | 22
2022-05-09 14:00 |  | 14
2022-05-09 15:00 |  | 10
2022-05-09 16:00 |  | 8
2022-05-09 17:00 |  | 18
2022-05-09 18:00 |  | 30
2022-05-09 19:00 |  | 26
2022-05-09 20:00 |  | 15
2022-05-09 21:00 |  | 18
2022-05-09 22:00 |  | 16
2022-05-09 23:00 |  | 14
2022-05-10 |  | 7
2022-05-10 01:00 |  | 7
2022-05-10 02:00 |  | 7
2022-05-10 03:00 |  | 7
2022-05-10 04:00 |  | 7
2022-05-10 05:00 |  | 8
2022-05-10 06:00 |  | 8
2022-05-10 07:00 |  | 8
2022-05-10 08:00 |  | 8
2022-05-10 09:00 |  | 8
2022-05-10 10:00 |  | 7
2022-05-10 11:00 |  | 5
2022-05-10 12:00 |  | 5
2022-05-10 13:00 |  | 7
2022-05-10 14:00 |  | 8
2022-05-10 15:00 |  | 8
2022-05-10 16:00 |  | 10
2022-05-10 17:00 |  | 12
2022-05-10 18:00 |  | 20
2022-05-10 19:00 |  | 30
2022-05-10 20:00 |  | 41
2022-05-10 21:00 |  | 41
2022-05-10 22:00 |  | 22
2022-05-10 23:00 |  | 22
2022-05-11 |  | 26
2022-05-11 01:00 |  | 34
2022-05-11 02:00 |  | 34
2022-05-11 03:00 |  | 45
2022-05-11 04:00 |  | 50
2022-05-11 05:00 |  | 34
2022-05-11 06:00 |  | 19
2022-05-11 07:00 |  | 33
2022-05-11 08:00 |  | 35
2022-05-11 09:00 |  | 108
2022-05-11 10:00 |  | 115
2022-05-11 11:00 |  | 166
2022-05-11 12:00 |  | 193
2022-05-11 13:00 |  | 160
2022-05-11 14:00 |  | 86
2022-05-11 15:00 |  | 75
2022-05-11 16:00 |  | 77
2022-05-11 17:00 |  | 98
2022-05-11 18:00 |  | 128
2022-05-11 19:00 |  | 100
2022-05-11 20:00 |  | 73
2022-05-11 21:00 |  | 66
2022-05-11 22:00 |  | 52
2022-05-11 23:00 |  | 52
2022-05-12 |  | 47
2022-05-12 01:00 |  | 54
2022-05-12 02:00 |  | 70
2022-05-12 03:00 |  | 58
2022-05-12 04:00 |  | 43
2022-05-12 05:00 |  | 37
2022-05-12 06:00 |  | 38
2022-05-12 07:00 |  | 48
2022-05-12 08:00 |  | 37
2022-05-12 09:00 |  | 28
2022-05-12 10:00 |  | 16
2022-05-12 11:00 |  | 20
2022-05-12 12:00 |  | 18
2022-05-12 13:00 |  | 18
2022-05-12 14:00 |  | 22
2022-05-12 15:00 |  | 26
2022-05-12 16:00 |  | 28
2022-05-12 17:00 |  | 24
2022-05-12 18:00 |  | 28
2022-05-12 19:00 |  | 22
2022-05-12 20:00 |  | 49
2022-05-12 21:00 |  | 28
2022-05-12 22:00 |  | 34
2022-05-12 23:00 |  | 34
2022-05-13 |  | 39
2022-05-13 01:00 |  | 25
2022-05-13 02:00 |  | 24
2022-05-13 03:00 |  | 24
2022-05-13 04:00 |  | 10
2022-05-13 05:00 |  | 11
2022-05-13 06:00 |  | 12
2022-05-13 07:00 |  | 8
2022-05-13 08:00 |  | 4
2022-05-13 09:00 |  | 4
2022-05-13 10:00 |  | 5
2022-05-13 11:00 |  | 4
2022-05-13 12:00 |  | 4
2022-05-13 13:00 |  | 1
2022-05-13 14:00 |  | 1
2022-05-13 15:00 |  | 7
2022-05-13 16:00 |  | 7
2022-05-13 17:00 |  | 5
2022-05-13 18:00 |  | 8
2022-05-13 19:00 |  | 8
2022-05-13 20:00 |  | 8
2022-05-13 21:00 |  | 8
2022-05-13 22:00 |  | 8
2022-05-13 23:00 |  | 12
2022-05-14 |  | 9
2022-05-14 01:00 |  | 7
2022-05-14 02:00 |  | 7
2022-05-14 03:00 |  | 4
2022-05-14 04:00 |  | 4
2022-05-14 05:00 |  | 5
2022-05-14 06:00 |  | 4
2022-05-14 07:00 |  | 5
2022-05-14 08:00 |  | 4
2022-05-14 09:00 |  | 3
2022-05-14 10:00 |  | 4
2022-05-14 11:00 |  | 4
2022-05-14 12:00 |  | 5
2022-05-14 13:00 |  | 5
2022-05-14 14:00 |  | 4
2022-05-14 15:00 |  | 5
2022-05-14 16:00 |  | 8
2022-05-14 17:00 |  | 16
2022-05-14 18:00 |  | 16
2022-05-14 19:00 |  | 5
2022-05-14 20:00 |  | 7
2022-05-14 21:00 |  | 7
2022-05-14 22:00 |  | 5
2022-05-14 23:00 |  | 8
2022-05-15 |  | 18
2022-05-15 01:00 |  | 18
2022-05-15 02:00 |  | 14
2022-05-15 03:00 |  | 23
2022-05-15 04:00 |  | 20
2022-05-15 05:00 |  | 23
2022-05-15 06:00 |  | 20
2022-05-15 07:00 |  | 12
2022-05-15 08:00 |  | 11
2022-05-15 09:00 |  | 18
2022-05-15 10:00 |  | 16
2022-05-15 11:00 |  | 16
2022-05-15 12:00 |  | 10
2022-05-15 13:00 |  | 8
2022-05-15 14:00 |  | 7
2022-05-15 15:00 |  | 8
2022-05-15 16:00 |  | 15
2022-05-15 17:00 |  | 12
2022-05-15 18:00 |  | 65
2022-05-15 19:00 |  | 43
2022-05-15 20:00 |  | 37
2022-05-15 21:00 |  | 44
2022-05-15 22:00 |  | 42
2022-05-15 23:00 |  | 45
2022-05-16 |  | 27
2022-05-16 01:00 |  | 24
2022-05-16 02:00 |  | 53
2022-05-16 03:00 |  | 45
2022-05-16 04:00 |  | 39
2022-05-16 05:00 |  | 38
2022-05-16 06:00 |  | 42
2022-05-16 07:00 |  | 41
2022-05-16 08:00 |  | 60
2022-05-16 09:00 |  | 30
2022-05-16 10:00 |  | 18
2022-05-16 11:00 |  | 41
2022-05-16 12:00 |  | 24
2022-05-16 13:00 |  | 10
2022-05-16 14:00 |  | 10
2022-05-16 15:00 |  | 8
2022-05-16 16:00 |  | 7
2022-05-16 17:00 |  | 28
2022-05-16 18:00 |  | 46
2022-05-16 19:00 |  | 50
2022-05-16 20:00 |  | 98
2022-05-16 21:00 |  | 57
2022-05-16 22:00 |  | 37
2022-05-16 23:00 |  | 52
2022-05-17 |  | 80
2022-05-17 01:00 |  | 92
2022-05-17 02:00 |  | 76
2022-05-17 03:00 |  | 65
2022-05-17 04:00 |  | 75
2022-05-17 05:00 |  | 62
2022-05-17 06:00 |  | 58
2022-05-17 07:00 |  | 75
2022-05-17 08:00 |  | 87
2022-05-17 09:00 |  | 62
2022-05-17 10:00 |  | 80
2022-05-17 11:00 |  | 30
2022-05-17 12:00 |  | 38
2022-05-17 13:00 |  | 26
2022-05-17 14:00 |  | 15
2022-05-17 15:00 |  | 18
2022-05-17 16:00 |  | 15
2022-05-17 17:00 |  | 30
2022-05-17 18:00 |  | 54
2022-05-17 19:00 |  | 73
2022-05-17 20:00 |  | 62
2022-05-17 21:00 |  | 54
2022-05-17 22:00 |  | 87
2022-05-17 23:00 |  | 57
2022-05-18 |  | 64
2022-05-18 01:00 |  | 68
2022-05-18 02:00 |  | 86
2022-05-18 03:00 |  | 44
2022-05-18 04:00 |  | 42
2022-05-18 05:00 |  | 30
2022-05-18 06:00 |  | 28
2022-05-18 07:00 |  | 24
2022-05-18 08:00 |  | 20
2022-05-18 09:00 |  | 23
2022-05-18 10:00 |  | 27
2022-05-18 11:00 |  | 25
2022-05-18 12:00 |  | 23
2022-05-18 13:00 |  | 27
2022-05-18 14:00 |  | 28
2022-05-18 15:00 |  | 26
2022-05-18 16:00 |  | 24
2022-05-18 17:00 |  | 37
2022-05-18 18:00 |  | 46
2022-05-18 19:00 |  | 46
2022-05-18 20:00 |  | 42
2022-05-18 21:00 |  | 34
2022-05-18 22:00 |  | 34
2022-05-18 23:00 |  | 26
2022-05-19 |  | 37
2022-05-19 01:00 |  | 50
2022-05-19 02:00 |  | 25
2022-05-19 03:00 |  | 16
2022-05-19 04:00 |  | 18
2022-05-19 05:00 |  | 20
2022-05-19 06:00 |  | 23
2022-05-19 07:00 |  | 18
2022-05-19 08:00 |  | 17
2022-05-19 09:00 |  | 16
2022-05-19 10:00 |  | 14
2022-05-19 11:00 |  | 11
2022-05-19 12:00 |  | 11
2022-05-19 13:00 |  | 10
2022-05-19 14:00 |  | 8
2022-05-19 15:00 |  | 7
2022-05-19 16:00 |  | 8
2022-05-19 17:00 |  | 8
2022-05-19 18:00 |  | 16
2022-05-19 19:00 |  | 33
2022-05-19 20:00 |  | 24
2022-05-19 21:00 |  | 23
2022-05-19 22:00 |  | 16
2022-05-19 23:00 |  | 15
2022-05-20 |  | 5
2022-05-20 01:00 |  | 7
2022-05-20 02:00 |  | 4
2022-05-20 03:00 |  | 1
2022-05-20 04:00 |  | 1
2022-05-20 05:00 |  | 1
2022-05-20 06:00 |  | 1
2022-05-20 07:00 |  | 1
2022-05-20 08:00 |  | 1
2022-05-20 09:00 |  | 5
2022-05-20 10:00 |  | 5
2022-05-20 11:00 |  | 4
2022-05-20 12:00 |  | 3
2022-05-20 13:00 |  | 4
2022-05-20 14:00 |  | 8
2022-05-20 15:00 |  | 11
2022-05-20 16:00 |  | 10
2022-05-20 17:00 |  | 16
2022-05-20 18:00 |  | 30
2022-05-20 19:00 |  | 39
2022-05-20 20:00 |  | 28
2022-05-20 21:00 |  | 34
2022-05-20 22:00 |  | 52
2022-05-20 23:00 |  | 23
2022-05-21 |  | 22
2022-05-21 01:00 |  | 23
2022-05-21 02:00 |  | 26
2022-05-21 03:00 |  | 26
2022-05-21 04:00 |  | 26
2022-05-21 05:00 |  | 20
2022-05-21 06:00 |  | 22
2022-05-21 07:00 |  | 22
2022-05-21 08:00 |  | 42
2022-05-21 09:00 |  | 42
2022-05-21 10:00 |  | 99
2022-05-21 11:00 |  | 80
2022-05-21 12:00 |  | 52
2022-05-21 13:00 |  | 24
2022-05-21 14:00 |  | 34
2022-05-21 15:00 |  | 16
2022-05-21 16:00 |  | 11
2022-05-21 17:00 |  | 33
2022-05-21 18:00 |  | 27
2022-05-21 19:00 |  | 19
2022-05-21 20:00 |  | 27
2022-05-21 21:00 |  | 22
2022-05-21 22:00 |  | 12
2022-05-21 23:00 |  | 15
2022-05-22 |  | 11
2022-05-22 01:00 |  | 11
2022-05-22 02:00 |  | 12
2022-05-22 03:00 |  | 12
2022-05-22 04:00 |  | 12
2022-05-22 05:00 |  | 8
2022-05-22 06:00 |  | 4
2022-05-22 07:00 |  | 2
2022-05-22 08:00 |  | 4
2022-05-22 09:00 |  | 3
2022-05-22 10:00 |  | 1
2022-05-22 11:00 |  | 3
2022-05-22 12:00 |  | 7
2022-05-22 13:00 |  | 8
2022-05-22 14:00 |  | 8
2022-05-22 15:00 |  | 7
2022-05-22 16:00 |  | 2
2022-05-22 17:00 |  | 2
2022-05-22 18:00 |  | 8
2022-05-22 19:00 |  | 9
2022-05-22 20:00 |  | 5
2022-05-22 21:00 |  | 4
2022-05-22 22:00 |  | 2
2022-05-22 23:00 |  | 1
2022-05-23 |  | 1
2022-05-23 01:00 |  | 1
2022-05-23 02:00 |  | 4
2022-05-23 03:00 |  | 7
2022-05-23 04:00 |  | 4
2022-05-23 05:00 |  | 1
2022-05-23 06:00 |  | 1
2022-05-23 07:00 |  | 8
2022-05-23 08:00 |  | 11
2022-05-23 09:00 |  | 23
2022-05-23 10:00 |  | 18
2022-05-23 11:00 |  | 20
2022-05-23 12:00 |  | 19
2022-05-23 13:00 |  | 15
2022-05-23 14:00 |  | 22
2022-05-23 15:00 |  | 20
2022-05-23 16:00 |  | 37
2022-05-23 17:00 |  | 43
2022-05-23 18:00 |  | 39
2022-05-23 19:00 |  | 71
2022-05-23 20:00 |  | 34
2022-05-23 21:00 |  | 10
2022-05-23 22:00 |  | 18
2022-05-23 23:00 |  | 10
2022-05-24 |  | 14
2022-05-24 01:00 |  | 1
2022-05-24 02:00 |  | 4
2022-05-24 03:00 |  | 7
2022-05-24 04:00 |  | 4
2022-05-24 05:00 |  | 4
2022-05-24 06:00 |  | 10
2022-05-24 07:00 |  | 19
2022-05-24 08:00 |  | 23
2022-05-24 09:00 |  | 7
2022-05-24 10:00 |  | 4
2022-05-24 11:00 |  | 4
2022-05-24 12:00 |  | 7
2022-05-24 13:00 |  | 8
2022-05-24 14:00 |  | 8
2022-05-24 15:00 |  | 10
2022-05-24 16:00 |  | 8
2022-05-24 17:00 |  | 7
2022-05-24 18:00 |  | 35
2022-05-24 19:00 |  | 27
2022-05-24 20:00 |  | 33
2022-05-24 21:00 |  | 22
2022-05-24 22:00 |  | 43
2022-05-24 23:00 |  | 34
2022-05-25 |  | 45
2022-05-25 01:00 |  | 53
2022-05-25 02:00 |  | 41
2022-05-25 03:00 |  | 8
2022-05-25 04:00 |  | 9
2022-05-25 05:00 |  | 8
2022-05-25 06:00 |  | 8
2022-05-25 07:00 |  | 18
2022-05-25 08:00 |  | 1
2022-05-25 09:00 |  | 7
2022-05-25 10:00 |  | 11
2022-05-25 11:00 |  | 5
2022-05-25 12:00 |  | 3
2022-05-25 13:00 |  | 5
2022-05-25 14:00 |  | 8
2022-05-25 15:00 |  | 7
2022-05-25 16:00 |  | 5
2022-05-25 17:00 |  | 19
2022-05-25 18:00 |  | 16
2022-05-25 19:00 |  | 19
2022-05-25 20:00 |  | 22
2022-05-25 21:00 |  | 31
2022-05-25 22:00 |  | 35
2022-05-25 23:00 |  | 20
2022-05-26 |  | 8
2022-05-26 01:00 |  | 8
2022-05-26 02:00 |  | 8
2022-05-26 03:00 |  | 7
2022-05-26 04:00 |  | 5
2022-05-26 05:00 |  | 5
2022-05-26 06:00 |  | 8
2022-05-26 07:00 |  | 10
2022-05-26 08:00 |  | 8
2022-05-26 09:00 |  | 8
2022-05-26 10:00 |  | 8
2022-05-26 11:00 |  |  | 2.e
2022-05-26 12:00 |  | 7
2022-05-26 13:00 |  | 7
2022-05-26 14:00 |  | 8
2022-05-26 15:00 |  | 8
2022-05-26 16:00 |  | 9
2022-05-26 17:00 |  | 11
2022-05-26 18:00 |  | 11
2022-05-26 19:00 |  | 15
2022-05-26 20:00 |  | 16
2022-05-26 21:00 |  | 10
2022-05-26 22:00 |  | 8
2022-05-26 23:00 |  | 9
2022-05-27 |  | 12
2022-05-27 01:00 |  | 12
2022-05-27 02:00 |  | 12
2022-05-27 03:00 |  | 11
2022-05-27 04:00 |  | 8
2022-05-27 05:00 |  | 9
2022-05-27 06:00 |  | 22
2022-05-27 07:00 |  | 8
2022-05-27 08:00 |  | 8
2022-05-27 09:00 |  | 8
2022-05-27 10:00 |  | 8
2022-05-27 11:00 |  | 11
2022-05-27 12:00 |  | 8
2022-05-27 13:00 |  | 7
2022-05-27 14:00 |  | 4
2022-05-27 15:00 |  | 7
2022-05-27 16:00 |  | 11
2022-05-27 17:00 |  | 12
2022-05-27 18:00 |  | 12
2022-05-27 19:00 |  | 18
2022-05-27 20:00 |  | 14
2022-05-27 21:00 |  | 16
2022-05-27 22:00 |  | 19
2022-05-27 23:00 |  | 18
2022-05-28 |  | 18
2022-05-28 01:00 |  | 10
2022-05-28 02:00 |  | 10
2022-05-28 03:00 |  | 7
2022-05-28 04:00 |  | 5
2022-05-28 05:00 |  | 8
2022-05-28 06:00 |  | 7
2022-05-28 07:00 |  | 8
2022-05-28 08:00 |  | 7
2022-05-28 09:00 |  | 7
2022-05-28 10:00 |  | 4
2022-05-28 11:00 |  | 4
2022-05-28 12:00 |  | 4
2022-05-28 13:00 |  | 3
2022-05-28 14:00 |  | 3
2022-05-28 15:00 |  | 2
2022-05-28 16:00 |  | 2
2022-05-28 17:00 |  | 4
2022-05-28 18:00 |  | 5
2022-05-28 19:00 |  | 7
2022-05-28 20:00 |  | 7
2022-05-28 21:00 |  | 8
2022-05-28 22:00 |  | 11
2022-05-28 23:00 |  | 10
2022-05-29 |  | 8
2022-05-29 01:00 |  | 11
2022-05-29 02:00 |  | 19
2022-05-29 03:00 |  | 8
2022-05-29 04:00 |  | 8
2022-05-29 05:00 |  | 9
2022-05-29 06:00 |  | 7
2022-05-29 07:00 |  | 5
2022-05-29 08:00 |  | 9
2022-05-29 09:00 |  | 9
2022-05-29 10:00 |  | 8
2022-05-29 11:00 |  | 10
2022-05-29 12:00 |  | 8
2022-05-29 13:00 |  | 5
2022-05-29 14:00 |  | 4
2022-05-29 15:00 |  | 5
2022-05-29 16:00 |  | 8
2022-05-29 17:00 |  | 18
2022-05-29 18:00 |  | 15
2022-05-29 19:00 |  | 11
2022-05-29 20:00 |  | 11
2022-05-29 21:00 |  | 11
2022-05-29 22:00 |  | 14
2022-05-29 23:00 |  | 15
2022-05-30 |  | 12
2022-05-30 01:00 |  | 12
2022-05-30 02:00 |  | 19
2022-05-30 03:00 |  | 14
2022-05-30 04:00 |  | 22
2022-05-30 05:00 |  | 16
2022-05-30 06:00 |  | 14
2022-05-30 07:00 |  | 12
2022-05-30 08:00 |  | 15
2022-05-30 09:00 |  | 8
2022-05-30 10:00 |  | 11
2022-05-30 11:00 |  | 8
2022-05-30 12:00 |  | 4
2022-05-30 13:00 |  | 4
2022-05-30 14:00 |  | 2
2022-05-30 15:00 |  | 7
2022-05-30 16:00 |  | 15
2022-05-30 17:00 |  | 37
2022-05-30 18:00 |  | 75
2022-05-30 19:00 |  | 41
2022-05-30 20:00 |  | 30
2022-05-30 21:00 |  | 24
2022-05-30 22:00 |  | 27
2022-05-30 23:00 |  | 50
2022-05-31 |  | 57
2022-05-31 01:00 |  | 60
2022-05-31 02:00 |  | 43
2022-05-31 03:00 |  | 39
2022-05-31 04:00 |  | 54
2022-05-31 05:00 |  | 33
2022-05-31 06:00 |  | 27
2022-05-31 07:00 |  | 35
2022-05-31 08:00 |  | 39
2022-05-31 09:00 |  | 30
2022-05-31 10:00 |  | 52
2022-05-31 11:00 |  | 33
2022-05-31 12:00 |  | 24
2022-05-31 13:00 |  | 12
2022-05-31 14:00 |  | 14
2022-05-31 15:00 |  | 20
2022-05-31 16:00 |  | 16
2022-05-31 17:00 |  | 37
2022-05-31 18:00 |  | 79
2022-05-31 19:00 |  | 110
2022-05-31 20:00 |  | 132
2022-05-31 21:00 |  | 117
2022-05-31 22:00 |  | 107
2022-05-31 23:00 |  | 124
2022-06-01 |  | 141
2022-06-01 01:00 |  | 113
2022-06-01 02:00 |  | 107
2022-06-01 03:00 |  | 88
2022-06-01 04:00 |  | 83
2022-06-01 05:00 |  | 73
2022-06-01 06:00 |  | 60
2022-06-01 07:00 |  | 67
2022-06-01 08:00 |  | 80
2022-06-01 09:00 |  | 171
2022-06-01 10:00 |  | 225
2022-06-01 11:00 |  | 183
2022-06-01 12:00 |  | 111
2022-06-01 13:00 |  | 103
2022-06-01 14:00 |  | 54
2022-06-01 15:00 |  | 35
2022-06-01 16:00 |  | 45
2022-06-01 17:00 |  | 99
2022-06-01 18:00 |  | 84
2022-06-01 19:00 |  | 115
2022-06-01 20:00 |  | 83
2022-06-01 21:00 |  | 81
2022-06-01 22:00 |  | 80
2022-06-01 23:00 |  | 95
2022-06-02 |  | 71
2022-06-02 01:00 |  | 76
2022-06-02 02:00 |  | 75
2022-06-02 03:00 |  | 94
2022-06-02 04:00 |  | 111
2022-06-02 05:00 |  | 111
2022-06-02 06:00 |  | 102
2022-06-02 07:00 |  | 77
2022-06-02 08:00 |  | 64
2022-06-02 09:00 |  | 61
2022-06-02 10:00 |  | 38
2022-06-02 11:00 |  | 15
2022-06-02 12:00 |  | 8
2022-06-02 13:00 |  | 8
2022-06-02 14:00 |  | 7
2022-06-02 15:00 |  | 7
2022-06-02 16:00 |  | 22
2022-06-02 17:00 |  | 47
2022-06-02 18:00 |  | 42
2022-06-02 19:00 |  | 34
2022-06-02 20:00 |  | 39
2022-06-02 21:00 |  | 22
2022-06-02 22:00 |  | 10
2022-06-02 23:00 |  | 10
2022-06-03 |  | 7
2022-06-03 01:00 |  | 1
2022-06-03 02:00 |  | 1
2022-06-03 03:00 |  | 3
2022-06-03 04:00 |  | 4
2022-06-03 05:00 |  | 4
2022-06-03 06:00 |  | 4
2022-06-03 07:00 |  | 5
2022-06-03 08:00 |  | 4
2022-06-03 09:00 |  | 1
2022-06-03 10:00 |  | 1
2022-06-03 11:00 |  | 4
2022-06-03 12:00 |  | 4
2022-06-03 13:00 |  | 4
2022-06-03 14:00 |  | 3
2022-06-03 15:00 |  | 4
2022-06-03 16:00 |  | 3
2022-06-03 17:00 |  | 1
2022-06-03 18:00 |  | 3
2022-06-03 19:00 |  | 2
2022-06-03 20:00 |  | 1
2022-06-03 21:00 |  | 3
2022-06-03 22:00 |  | 5
2022-06-03 23:00 |  | 1
2022-06-04 |  | 1
2022-06-04 01:00 |  | 1
2022-06-04 02:00 |  | 1
2022-06-04 03:00 |  | 1
2022-06-04 04:00 |  | 1
2022-06-04 05:00 |  | 1
2022-06-04 06:00 |  | 1
2022-06-04 07:00 |  | 1
2022-06-04 08:00 |  | 1
2022-06-04 09:00 |  | 1
2022-06-04 10:00 |  | 1
2022-06-04 11:00 |  | 3
2022-06-04 12:00 |  | 4
2022-06-04 13:00 |  | 7
2022-06-04 14:00 |  | 7
2022-06-04 15:00 |  | 4
2022-06-04 16:00 |  | 4
2022-06-04 17:00 |  | 3
2022-06-04 18:00 |  | 3
2022-06-04 19:00 |  | 1
2022-06-04 20:00 |  | 1
2022-06-04 21:00 |  | 1
2022-06-04 22:00 |  | 1
2022-06-04 23:00 |  | 1
2022-06-05 |  | 1
2022-06-05 01:00 |  | 1
2022-06-05 02:00 |  | 1
2022-06-05 03:00 |  | 1
2022-06-05 04:00 |  | 1
2022-06-05 05:00 |  | 4
2022-06-05 06:00 |  | 3
2022-06-05 07:00 |  | 1
2022-06-05 08:00 |  | 1
2022-06-05 09:00 |  | 1
2022-06-05 10:00 |  | 1
2022-06-05 11:00 |  | 1
2022-06-05 12:00 |  | 1
2022-06-05 13:00 |  | 1
2022-06-05 14:00 |  | 1
2022-06-05 15:00 |  | 1
2022-06-05 16:00 |  | 1
2022-06-05 17:00 |  | 2
2022-06-05 18:00 |  | 3
2022-06-05 19:00 |  | 5
2022-06-05 20:00 |  | 8
2022-06-05 21:00 |  | 7
2022-06-05 22:00 |  | 5
2022-06-05 23:00 |  | 4
2022-06-06 |  | 2
2022-06-06 01:00 |  | 4
2022-06-06 02:00 |  | 3
2022-06-06 03:00 |  | 2
2022-06-06 04:00 |  | 5
2022-06-06 05:00 |  | 7
2022-06-06 06:00 |  | 7
2022-06-06 07:00 |  | 8
2022-06-06 08:00 |  | 7
2022-06-06 09:00 |  | 5
2022-06-06 10:00 |  | 5
2022-06-06 11:00 |  | 3
2022-06-06 12:00 |  | 3
2022-06-06 13:00 |  | 4
2022-06-06 14:00 |  | 5
2022-06-06 15:00 |  | 5
2022-06-06 16:00 |  | 7
2022-06-06 17:00 |  | 7
2022-06-06 18:00 |  | 5
2022-06-06 19:00 |  | 3
2022-06-06 20:00 |  | 5
2022-06-06 21:00 |  | 8
2022-06-06 22:00 |  | 5
2022-06-06 23:00 |  | 4
2022-06-07 |  | 1
2022-06-07 01:00 |  | 1
2022-06-07 02:00 |  | 1
2022-06-07 03:00 |  | 1
2022-06-07 04:00 |  | 2
2022-06-07 05:00 |  | 1
2022-06-07 06:00 |  | 1
2022-06-07 07:00 |  | 2
2022-06-07 08:00 |  | 4
2022-06-07 09:00 |  | 1
2022-06-07 10:00 |  | 2
2022-06-07 11:00 |  | 7
2022-06-07 12:00 |  | 4
2022-06-07 13:00 |  | 3
2022-06-07 14:00 |  | 7
2022-06-07 15:00 |  | 7
2022-06-07 16:00 |  | 7
2022-06-07 17:00 |  | 20
2022-06-07 18:00 |  | 20
2022-06-07 19:00 |  | 23
2022-06-07 20:00 |  | 25
2022-06-07 21:00 |  | 46
2022-06-07 22:00 |  | 114
2022-06-07 23:00 |  | 61
2022-06-08 |  | 70
2022-06-08 01:00 |  | 42
2022-06-08 02:00 |  | 11
2022-06-08 03:00 |  | 8
2022-06-08 04:00 |  | 5
2022-06-08 05:00 |  | 7
2022-06-08 06:00 |  | 10
2022-06-08 07:00 |  | 19
2022-06-08 08:00 |  | 39
2022-06-08 09:00 |  | 15
2022-06-08 10:00 |  | 15
2022-06-08 11:00 |  | 5
2022-06-08 12:00 |  | 4
2022-06-08 13:00 |  | 4
2022-06-08 14:00 |  | 8
2022-06-08 15:00 |  | 7
2022-06-08 16:00 |  | 8
2022-06-08 17:00 |  | 8
2022-06-08 18:00 |  | 8
2022-06-08 19:00 |  | 10
2022-06-08 20:00 |  | 8
2022-06-08 21:00 |  | 8
2022-06-08 22:00 |  | 10
2022-06-08 23:00 |  | 10
2022-06-09 |  | 8
2022-06-09 01:00 |  | 7
2022-06-09 02:00 |  | 7
2022-06-09 03:00 |  | 4
2022-06-09 04:00 |  | 7
2022-06-09 05:00 |  | 8
2022-06-09 06:00 |  | 8
2022-06-09 07:00 |  | 18
2022-06-09 08:00 |  | 18
2022-06-09 09:00 |  | 4
2022-06-09 10:00 |  | 4
2022-06-09 11:00 |  | 3
2022-06-09 12:00 |  | 3
2022-06-09 13:00 |  | 7
2022-06-09 14:00 |  | 7
2022-06-09 15:00 |  | 4
2022-06-09 16:00 |  | 5
2022-06-09 17:00 |  | 15
2022-06-09 18:00 |  | 18
2022-06-09 19:00 |  | 16
2022-06-09 20:00 |  | 7
2022-06-09 21:00 |  | 15
2022-06-09 22:00 |  | 14
2022-06-09 23:00 |  | 14
2022-06-10 |  | 12
2022-06-10 01:00 |  | 10
2022-06-10 02:00 |  | 8
2022-06-10 03:00 |  | 7
2022-06-10 04:00 |  | 7
2022-06-10 05:00 |  | 8
2022-06-10 06:00 |  | 8
2022-06-10 07:00 |  | 10
2022-06-10 08:00 |  | 9
2022-06-10 09:00 |  | 10
2022-06-10 10:00 |  | 9
2022-06-10 11:00 |  | 8
2022-06-10 12:00 |  |  | 2.e
2022-06-10 13:00 |  | 8
2022-06-10 14:00 |  | 10
2022-06-10 15:00 |  | 8
2022-06-10 16:00 |  | 16
2022-06-10 17:00 |  | 23
2022-06-10 18:00 |  | 12
2022-06-10 19:00 |  | 9
2022-06-10 20:00 |  | 23
2022-06-10 21:00 |  | 45
2022-06-10 22:00 |  | 68
2022-06-10 23:00 |  | 68
2022-06-11 |  | 77
2022-06-11 01:00 |  | 106
2022-06-11 02:00 |  | 57
2022-06-11 03:00 |  | 62
2022-06-11 04:00 |  | 50
2022-06-11 05:00 |  | 54
2022-06-11 06:00 |  | 37
2022-06-11 07:00 |  | 39
2022-06-11 08:00 |  | 62
2022-06-11 09:00 |  | 71
2022-06-11 10:00 |  | 71
2022-06-11 11:00 |  | 49
2022-06-11 12:00 |  | 46
2022-06-11 13:00 |  | 34
2022-06-11 14:00 |  | 22
2022-06-11 15:00 |  | 23
2022-06-11 16:00 |  | 19
2022-06-11 17:00 |  | 109
2022-06-11 18:00 |  | 133
2022-06-11 19:00 |  | 386
2022-06-11 20:00 |  | 217
2022-06-11 21:00 |  | 171
2022-06-11 22:00 |  | 149
2022-06-11 23:00 |  | 124
2022-06-12 |  | 125
2022-06-12 01:00 |  | 46
2022-06-12 02:00 |  | 49
2022-06-12 03:00 |  | 30
2022-06-12 04:00 |  | 30
2022-06-12 05:00 |  | 19
2022-06-12 06:00 |  | 19
2022-06-12 07:00 |  | 16
2022-06-12 08:00 |  | 23
2022-06-12 09:00 |  | 24
2022-06-12 10:00 |  | 22
2022-06-12 11:00 |  | 19
2022-06-12 12:00 |  | 20
2022-06-12 13:00 |  | 23
2022-06-12 14:00 |  | 22
2022-06-12 15:00 |  | 27
2022-06-12 16:00 |  | 23
2022-06-12 17:00 |  | 28
2022-06-12 18:00 |  | 33
2022-06-12 19:00 |  | 34
2022-06-12 20:00 |  | 26
2022-06-12 21:00 |  | 23
2022-06-12 22:00 |  | 20
2022-06-12 23:00 |  | 28
2022-06-13 |  | 39
2022-06-13 01:00 |  | 33
2022-06-13 02:00 |  | 27
2022-06-13 03:00 |  | 23
2022-06-13 04:00 |  | 19
2022-06-13 05:00 |  | 10
2022-06-13 06:00 |  | 11
2022-06-13 07:00 |  | 27
2022-06-13 08:00 |  | 42
2022-06-13 09:00 |  | 16
2022-06-13 10:00 |  | 14
2022-06-13 11:00 |  | 18
2022-06-13 12:00 |  | 12
2022-06-13 13:00 |  | 11
2022-06-13 14:00 |  | 19
2022-06-13 15:00 |  | 16
2022-06-13 16:00 |  | 15
2022-06-13 17:00 |  | 15
2022-06-13 18:00 |  | 22
2022-06-13 19:00 |  | 15
2022-06-13 20:00 |  | 16
2022-06-13 21:00 |  | 16
2022-06-13 22:00 |  | 14
2022-06-13 23:00 |  | 22
2022-06-14 |  | 11
2022-06-14 01:00 |  | 20
2022-06-14 02:00 |  | 24
2022-06-14 03:00 |  | 11
2022-06-14 04:00 |  | 20
2022-06-14 05:00 |  | 16
2022-06-14 06:00 |  | 14
2022-06-14 07:00 |  | 15
2022-06-14 08:00 |  | 12
2022-06-14 09:00 |  | 10
2022-06-14 10:00 |  | 8
2022-06-14 11:00 |  | 10
2022-06-14 12:00 |  | 12
2022-06-14 13:00 |  | 11
2022-06-14 14:00 |  | 9
2022-06-14 15:00 |  | 22
2022-06-14 16:00 |  | 19
2022-06-14 17:00 |  | 72
2022-06-14 18:00 |  | 33
2022-06-14 19:00 |  | 16
2022-06-14 20:00 |  | 16
2022-06-14 21:00 |  | 16
2022-06-14 22:00 |  | 99
2022-06-14 23:00 |  | 43
2022-06-15 |  | 20
2022-06-15 01:00 |  | 8
2022-06-15 02:00 |  | 7
2022-06-15 03:00 |  | 4
2022-06-15 04:00 |  | 1
2022-06-15 05:00 |  | 1
2022-06-15 06:00 |  | 1
2022-06-15 07:00 |  | 4
2022-06-15 08:00 |  | 8
2022-06-15 09:00 |  | 8
2022-06-15 10:00 |  | 10
2022-06-15 11:00 |  | 19
2022-06-15 12:00 |  |  | 2.e
2022-06-15 13:00 |  | 26
2022-06-15 14:00 |  | 20
2022-06-15 15:00 |  | 11
2022-06-15 16:00 |  | 20
2022-06-15 17:00 |  | 34
2022-06-15 18:00 |  | 37
2022-06-15 19:00 |  | 54
2022-06-15 20:00 |  | 126
2022-06-15 21:00 |  | 206
2022-06-15 22:00 |  | 190
2022-06-15 23:00 |  | 117
2022-06-16 |  | 38
2022-06-16 01:00 |  | 27
2022-06-16 02:00 |  | 19
2022-06-16 03:00 |  | 11
2022-06-16 04:00 |  | 16
2022-06-16 05:00 |  | 16
2022-06-16 06:00 |  | 11
2022-06-16 07:00 |  | 12
2022-06-16 08:00 |  | 37
2022-06-16 09:00 |  | 42
2022-06-16 10:00 |  | 14
2022-06-16 11:00 |  | 11
2022-06-16 12:00 |  | 10
2022-06-16 13:00 |  | 26
2022-06-16 14:00 |  | 28
2022-06-16 15:00 |  | 7
2022-06-16 16:00 |  | 15
2022-06-16 17:00 |  | 12
2022-06-16 18:00 |  | 19
2022-06-16 19:00 |  | 20
2022-06-16 20:00 |  | 19
2022-06-16 21:00 |  | 12
2022-06-16 22:00 |  | 11
2022-06-16 23:00 |  | 15
2022-06-17 |  | 11
2022-06-17 01:00 |  | 19
2022-06-17 02:00 |  | 20
2022-06-17 03:00 |  | 22
2022-06-17 04:00 |  | 18
2022-06-17 05:00 |  | 12
2022-06-17 06:00 |  | 12
2022-06-17 07:00 |  | 18
2022-06-17 08:00 |  | 14
2022-06-17 09:00 |  | 12
2022-06-17 10:00 |  | 11
2022-06-17 11:00 |  | 10
2022-06-17 12:00 |  | 9
2022-06-17 13:00 |  | 5
2022-06-17 14:00 |  | 4
2022-06-17 15:00 |  | 4
2022-06-17 16:00 |  | 4
2022-06-17 17:00 |  | 8
2022-06-17 18:00 |  | 39
2022-06-17 19:00 |  | 87
2022-06-17 20:00 |  | 25
2022-06-17 21:00 |  | 26
2022-06-17 22:00 |  | 22
2022-06-17 23:00 |  | 26
2022-06-18 |  | 14
2022-06-18 01:00 |  | 15
2022-06-18 02:00 |  | 10
2022-06-18 03:00 |  | 8
2022-06-18 04:00 |  | 10
2022-06-18 05:00 |  | 14
2022-06-18 06:00 |  | 15
2022-06-18 07:00 |  | 14
2022-06-18 08:00 |  | 11
2022-06-18 09:00 |  | 37
2022-06-18 10:00 |  | 27
2022-06-18 11:00 |  | 14
2022-06-18 12:00 |  | 12
2022-06-18 13:00 |  | 12
2022-06-18 14:00 |  | 14
2022-06-18 15:00 |  | 12
2022-06-18 16:00 |  | 11
2022-06-18 17:00 |  | 24
2022-06-18 18:00 |  | 72
2022-06-18 19:00 |  | 77
2022-06-18 20:00 |  | 59
2022-06-18 21:00 |  | 71
2022-06-18 22:00 |  | 59
2022-06-18 23:00 |  | 48
2022-06-19 |  | 32
2022-06-19 01:00 |  | 27
2022-06-19 02:00 |  | 19
2022-06-19 03:00 |  | 18
2022-06-19 04:00 |  | 23
2022-06-19 05:00 |  | 22
2022-06-19 06:00 |  | 20
2022-06-19 07:00 |  | 16
2022-06-19 08:00 |  | 15
2022-06-19 09:00 |  | 18
2022-06-19 10:00 |  | 16
2022-06-19 11:00 |  | 14
2022-06-19 12:00 |  | 15
2022-06-19 13:00 |  | 7
2022-06-19 14:00 |  | 18
2022-06-19 15:00 |  | 27
2022-06-19 16:00 |  | 10
2022-06-19 17:00 |  | 20
2022-06-19 18:00 |  | 28
2022-06-19 19:00 |  | 22
2022-06-19 20:00 |  | 31
2022-06-19 21:00 |  | 25
2022-06-19 22:00 |  | 18
2022-06-19 23:00 |  | 16
2022-06-20 |  | 11
2022-06-20 01:00 |  | 12
2022-06-20 02:00 |  | 12
2022-06-20 03:00 |  | 19
2022-06-20 04:00 |  | 41
2022-06-20 05:00 |  | 41
2022-06-20 06:00 |  | 19
2022-06-20 07:00 |  | 18
2022-06-20 08:00 |  | 24
2022-06-20 09:00 |  | 35
2022-06-20 10:00 |  | 38
2022-06-20 11:00 |  | 26
2022-06-20 12:00 |  | 23
2022-06-20 13:00 |  | 22
2022-06-20 14:00 |  | 22
2022-06-20 15:00 |  | 25
2022-06-20 16:00 |  | 28
2022-06-20 17:00 |  | 31
2022-06-20 18:00 |  | 31
2022-06-20 19:00 |  | 50
2022-06-20 20:00 |  | 42
2022-06-20 21:00 |  | 38
2022-06-20 22:00 |  | 33
2022-06-20 23:00 |  | 28
2022-06-21 |  | 26
2022-06-21 01:00 |  | 27
2022-06-21 02:00 |  | 20
2022-06-21 03:00 |  | 16
2022-06-21 04:00 |  | 11
2022-06-21 05:00 |  | 8
2022-06-21 06:00 |  | 8
2022-06-21 07:00 |  | 12
2022-06-21 08:00 |  | 12
2022-06-21 09:00 |  | 16
2022-06-21 10:00 |  | 7
2022-06-21 11:00 |  | 32
2022-06-21 12:00 |  | 18
2022-06-21 13:00 |  | 14
2022-06-21 14:00 |  | 22
2022-06-21 15:00 |  | 22
2022-06-21 16:00 |  | 20
2022-06-21 17:00 |  | 38
2022-06-21 18:00 |  | 83
2022-06-21 19:00 |  | 64
2022-06-21 20:00 |  | 45
2022-06-21 21:00 |  | 15
2022-06-21 22:00 |  | 11
2022-06-21 23:00 |  | 8
2022-06-22 |  | 5
2022-06-22 01:00 |  | 5
2022-06-22 02:00 |  | 3
2022-06-22 03:00 |  | 2
2022-06-22 04:00 |  | 5
2022-06-22 05:00 |  | 5
2022-06-22 06:00 |  | 4
2022-06-22 07:00 |  | 8
2022-06-22 08:00 |  | 16
2022-06-22 09:00 |  | 4
2022-06-22 10:00 |  | 16
2022-06-22 11:00 |  | 10
2022-06-22 12:00 |  | 11
2022-06-22 13:00 |  | 51
2022-06-22 14:00 |  | 69
2022-06-22 15:00 |  | 75
2022-06-22 16:00 |  | 34
2022-06-22 17:00 |  | 24
2022-06-22 18:00 |  | 14
2022-06-22 19:00 |  | 12
2022-06-22 20:00 |  | 8
2022-06-22 21:00 |  | 8
2022-06-22 22:00 |  | 8
2022-06-22 23:00 |  | 26
2022-06-23 |  | 18
2022-06-23 01:00 |  | 5
2022-06-23 02:00 |  | 7
2022-06-23 03:00 |  | 8
2022-06-23 04:00 |  | 8
2022-06-23 05:00 |  | 4
2022-06-23 06:00 |  | 3
2022-06-23 07:00 |  | 8
2022-06-23 08:00 |  | 16
2022-06-23 09:00 |  | 4
2022-06-23 10:00 |  | 1
2022-06-23 11:00 |  | 1
2022-06-23 12:00 |  | 1
2022-06-23 13:00 |  | 1
2022-06-23 14:00 |  | 1
2022-06-23 15:00 |  | 1
2022-06-23 16:00 |  | 3
2022-06-23 17:00 |  | 4
2022-06-23 18:00 |  | 1
2022-06-23 19:00 |  | 1
2022-06-23 20:00 |  | 2
2022-06-23 21:00 |  | 2
2022-06-23 22:00 |  | 1
2022-06-23 23:00 |  | 1
2022-06-24 |  | 1
2022-06-24 01:00 |  | 1
2022-06-24 02:00 |  | 1
2022-06-24 03:00 |  | 2
2022-06-24 04:00 |  | 1
2022-06-24 05:00 |  | 1
2022-06-24 06:00 |  | 1
2022-06-24 07:00 |  | 1
2022-06-24 08:00 |  | 1
2022-06-24 09:00 |  | 1
2022-06-24 10:00 |  | 2
2022-06-24 11:00 |  | 5
2022-06-24 12:00 |  | 3
2022-06-24 13:00 |  | 3
2022-06-24 14:00 |  | 3
2022-06-24 15:00 |  | 1
2022-06-24 16:00 |  | 3
2022-06-24 17:00 |  | 5
2022-06-24 18:00 |  | 10
2022-06-24 19:00 |  | 12
2022-06-24 20:00 |  | 8
2022-06-24 21:00 |  | 4
2022-06-24 22:00 |  | 3
2022-06-24 23:00 |  | 7
2022-06-25 |  | 9
2022-06-25 01:00 |  | 16
2022-06-25 02:00 |  | 12
2022-06-25 03:00 |  | 11
2022-06-25 04:00 |  | 9
2022-06-25 05:00 |  | 9
2022-06-25 06:00 |  | 9
2022-06-25 07:00 |  | 8
2022-06-25 08:00 |  | 7
2022-06-25 09:00 |  | 8
2022-06-25 10:00 |  | 16
2022-06-25 11:00 |  | 23
2022-06-25 12:00 |  | 4
2022-06-25 13:00 |  | 7
2022-06-25 14:00 |  | 8
2022-06-25 15:00 |  | 7
2022-06-25 16:00 |  | 18
2022-06-25 17:00 |  | 34
2022-06-25 18:00 |  | 43
2022-06-25 19:00 |  | 75
2022-06-25 20:00 |  | 96
2022-06-25 21:00 |  | 109
2022-06-25 22:00 |  | 124
2022-06-25 23:00 |  | 69
2022-06-26 |  | 76
2022-06-26 01:00 |  | 70
2022-06-26 02:00 |  | 60
2022-06-26 03:00 |  | 30
2022-06-26 04:00 |  | 42
2022-06-26 05:00 |  | 33
2022-06-26 06:00 |  | 34
2022-06-26 07:00 |  | 27
2022-06-26 08:00 |  | 30
2022-06-26 09:00 |  | 28
2022-06-26 10:00 |  | 22
2022-06-26 11:00 |  | 12
2022-06-26 12:00 |  | 12
2022-06-26 13:00 |  | 9
2022-06-26 14:00 |  | 8
2022-06-26 15:00 |  | 11
2022-06-26 16:00 |  | 16
2022-06-26 17:00 |  | 34
2022-06-26 18:00 |  | 48
2022-06-26 19:00 |  | 23
2022-06-26 20:00 |  | 27
2022-06-26 21:00 |  | 23
2022-06-26 22:00 |  | 27
2022-06-26 23:00 |  | 20
2022-06-27 |  | 16
2022-06-27 01:00 |  | 14
2022-06-27 02:00 |  | 14
2022-06-27 03:00 |  | 12
2022-06-27 04:00 |  | 12
2022-06-27 05:00 |  | 9
2022-06-27 06:00 |  | 8
2022-06-27 07:00 |  | 19
2022-06-27 08:00 |  | 15
2022-06-27 09:00 |  | 7
2022-06-27 10:00 |  | 8
2022-06-27 11:00 |  | 11
2022-06-27 12:00 |  | 8
2022-06-27 13:00 |  | 28
2022-06-27 14:00 |  | 14
2022-06-27 15:00 |  | 8
2022-06-27 16:00 |  | 8
2022-06-27 17:00 |  | 16
2022-06-27 18:00 |  | 11
2022-06-27 19:00 |  | 8
2022-06-27 20:00 |  | 3
2022-06-27 21:00 |  | 3
2022-06-27 22:00 |  | 4
2022-06-27 23:00 |  | 3
2022-06-28 |  | 5
2022-06-28 01:00 |  | 8
2022-06-28 02:00 |  | 9
2022-06-28 03:00 |  | 7
2022-06-28 04:00 |  | 1
2022-06-28 05:00 |  | 1
2022-06-28 06:00 |  | 1
2022-06-28 07:00 |  | 1
2022-06-28 08:00 |  | 1
2022-06-28 09:00 |  | 1
2022-06-28 10:00 |  | 1
2022-06-28 11:00 |  | 3
2022-06-28 12:00 |  | 2
2022-06-28 13:00 |  | 1
2022-06-28 14:00 |  | 3
2022-06-28 15:00 |  | 5
2022-06-28 16:00 |  | 4
2022-06-28 17:00 |  | 5
2022-06-28 18:00 |  | 7
2022-06-28 19:00 |  | 8
2022-06-28 20:00 |  | 8
2022-06-28 21:00 |  | 5
2022-06-28 22:00 |  | 1
2022-06-28 23:00 |  | 1
2022-06-29 |  | 1
2022-06-29 01:00 |  | 1
2022-06-29 02:00 |  | 4
2022-06-29 03:00 |  | 1
2022-06-29 04:00 |  | 1
2022-06-29 05:00 |  | 1
2022-06-29 06:00 |  | 1
2022-06-29 07:00 |  | 1
2022-06-29 08:00 |  | 1
2022-06-29 09:00 |  | 5
2022-06-29 10:00 |  | 4
2022-06-29 11:00 |  | 2
2022-06-29 12:00 |  | 4
2022-06-29 13:00 |  | 4
2022-06-29 14:00 |  | 3
2022-06-29 15:00 |  | 1
2022-06-29 16:00 |  | 1
2022-06-29 17:00 |  | 8
2022-06-29 18:00 |  | 16
2022-06-29 19:00 |  | 54
2022-06-29 20:00 |  | 42
2022-06-29 21:00 |  | 32
2022-06-29 22:00 |  | 43
2022-06-29 23:00 |  | 30
2022-06-30 |  | 39
2022-06-30 01:00 |  | 37
2022-06-30 02:00 |  | 41
2022-06-30 03:00 |  | 39
2022-06-30 04:00 |  | 18
2022-06-30 05:00 |  | 27
2022-06-30 06:00 |  | 33
2022-06-30 07:00 |  | 20
2022-06-30 08:00 |  | 39
2022-06-30 09:00 |  | 57
2022-06-30 10:00 |  | 26
2022-06-30 11:00 |  | 56
2022-06-30 12:00 |  | 35
2022-06-30 13:00 |  | 35
2022-06-30 14:00 |  | 10
2022-06-30 15:00 |  | 9
2022-06-30 16:00 |  | 10
2022-06-30 17:00 |  | 12
2022-06-30 18:00 |  | 14
2022-06-30 19:00 |  | 11
2022-06-30 20:00 |  | 8
2022-06-30 21:00 |  | 4
2022-06-30 22:00 |  | 4
2022-06-30 23:00 |  | 5
2022-07-01 |  | 1
2022-07-01 01:00 |  | 1
2022-07-01 02:00 |  | 1
2022-07-01 03:00 |  | 1
2022-07-01 04:00 |  | 3
2022-07-01 05:00 |  | 3
2022-07-01 06:00 |  | 1
2022-07-01 07:00 |  | 2
2022-07-01 08:00 |  | 4
2022-07-01 09:00 |  | 5
2022-07-01 10:00 |  | 23
2022-07-01 11:00 |  | 3
2022-07-01 12:00 |  | 3
2022-07-01 13:00 |  | 4
2022-07-01 14:00 |  | 5
2022-07-01 15:00 |  | 7
2022-07-01 16:00 |  | 7
2022-07-01 17:00 |  | 8
2022-07-01 18:00 |  | 58
2022-07-01 19:00 |  | 56
2022-07-01 20:00 |  | 20
2022-07-01 21:00 |  | 23
2022-07-01 22:00 |  | 25
2022-07-01 23:00 |  | 16
2022-07-02 |  | 7
2022-07-02 01:00 |  | 5
2022-07-02 02:00 |  | 8
2022-07-02 03:00 |  | 5
2022-07-02 04:00 |  | 1
2022-07-02 05:00 |  | 4
2022-07-02 06:00 |  | 7
2022-07-02 07:00 |  | 5
2022-07-02 08:00 |  | 3
2022-07-02 09:00 |  | 3
2022-07-02 10:00 |  | 3
2022-07-02 11:00 |  | 2
2022-07-02 12:00 |  | 1
2022-07-02 13:00 |  | 1
2022-07-02 14:00 |  | 1
2022-07-02 15:00 |  | 3
2022-07-02 16:00 |  | 1
2022-07-02 17:00 |  | 1
2022-07-02 18:00 |  | 4
2022-07-02 19:00 |  | 9
2022-07-02 20:00 |  | 8
2022-07-02 21:00 |  | 8
2022-07-02 22:00 |  | 11
2022-07-02 23:00 |  | 11
2022-07-03 |  | 11
2022-07-03 01:00 |  | 19
2022-07-03 02:00 |  | 7
2022-07-03 03:00 |  | 14
2022-07-03 04:00 |  | 19
2022-07-03 05:00 |  | 19
2022-07-03 06:00 |  | 15
2022-07-03 07:00 |  | 16
2022-07-03 08:00 |  | 19
2022-07-03 09:00 |  | 7
2022-07-03 10:00 |  | 4
2022-07-03 11:00 |  | 4
2022-07-03 12:00 |  | 5
2022-07-03 13:00 |  | 5
2022-07-03 14:00 |  | 8
2022-07-03 15:00 |  | 9
2022-07-03 16:00 |  | 10
2022-07-03 17:00 |  | 20
2022-07-03 18:00 |  | 10
2022-07-03 19:00 |  | 10
2022-07-03 20:00 |  | 8
2022-07-03 21:00 |  | 5
2022-07-03 22:00 |  | 5
2022-07-03 23:00 |  | 7
2022-07-04 |  | 5
2022-07-04 01:00 |  | 2
2022-07-04 02:00 |  | 2
2022-07-04 03:00 |  | 4
2022-07-04 04:00 |  | 4
2022-07-04 05:00 |  | 2
2022-07-04 06:00 |  | 3
2022-07-04 07:00 |  | 5
2022-07-04 08:00 |  | 8
2022-07-04 09:00 |  | 11
2022-07-04 10:00 |  | 7
2022-07-04 11:00 |  | 3
2022-07-04 12:00 |  | 3
2022-07-04 13:00 |  |  | 2.e
2022-07-04 14:00 |  | 3
2022-07-04 15:00 |  | 5
2022-07-04 16:00 |  | 7
2022-07-04 17:00 |  | 7
2022-07-04 18:00 |  | 5
2022-07-04 19:00 |  | 7
2022-07-04 20:00 |  | 8
2022-07-04 21:00 |  | 8
2022-07-04 22:00 |  | 4
2022-07-04 23:00 |  | 1
2022-07-05 |  | 1
2022-07-05 01:00 |  | 1
2022-07-05 02:00 |  | 1
2022-07-05 03:00 |  | 3
2022-07-05 04:00 |  | 1
2022-07-05 05:00 |  | 1
2022-07-05 06:00 |  | 1
2022-07-05 07:00 |  | 1
2022-07-05 08:00 |  | 1
2022-07-05 09:00 |  | 1
2022-07-05 10:00 |  | 1
2022-07-05 11:00 |  | 4
2022-07-05 12:00 |  | 5
2022-07-05 13:00 |  | 7
2022-07-05 14:00 |  | 4
2022-07-05 15:00 |  | 2
2022-07-05 16:00 |  | 5
2022-07-05 17:00 |  | 7
2022-07-05 18:00 |  | 3
2022-07-05 19:00 |  | 2
2022-07-05 20:00 |  | 5
2022-07-05 21:00 |  | 5
2022-07-05 22:00 |  | 1
2022-07-05 23:00 |  | 1
2022-07-06 |  | 1
2022-07-06 01:00 |  | 1
2022-07-06 02:00 |  | 1
2022-07-06 03:00 |  | 1
2022-07-06 04:00 |  | 1
2022-07-06 05:00 |  | 1
2022-07-06 06:00 |  | 4
2022-07-06 07:00 |  | 7
2022-07-06 08:00 |  | 8
2022-07-06 09:00 |  | 8
2022-07-06 10:00 |  | 8
2022-07-06 11:00 |  | 5
2022-07-06 12:00 |  | 3
2022-07-06 13:00 |  | 4
2022-07-06 14:00 |  | 7
2022-07-06 15:00 |  | 8
2022-07-06 16:00 |  | 8
2022-07-06 17:00 |  | 9
2022-07-06 18:00 |  | 10
2022-07-06 19:00 |  | 9
2022-07-06 20:00 |  | 10
2022-07-06 21:00 |  | 7
2022-07-06 22:00 |  | 3
2022-07-06 23:00 |  | 4
2022-07-07 |  | 4
2022-07-07 01:00 |  | 4
2022-07-07 02:00 |  | 3
2022-07-07 03:00 |  | 5
2022-07-07 04:00 |  | 8
2022-07-07 05:00 |  | 7
2022-07-07 06:00 |  | 8
2022-07-07 07:00 |  | 26
2022-07-07 08:00 |  | 28
2022-07-07 09:00 |  | 16
2022-07-07 10:00 |  | 16
2022-07-07 11:00 |  | 14
2022-07-07 12:00 |  | 56
2022-07-07 13:00 |  | 27
2022-07-07 14:00 |  | 12
2022-07-07 15:00 |  | 12
2022-07-07 16:00 |  | 8
2022-07-07 17:00 |  | 22
2022-07-07 18:00 |  | 73
2022-07-07 19:00 |  | 130
2022-07-07 20:00 |  | 148
2022-07-07 21:00 |  | 122
2022-07-07 22:00 |  | 131
2022-07-07 23:00 |  | 92
2022-07-08 |  | 52
2022-07-08 01:00 |  | 49
2022-07-08 02:00 |  | 28
2022-07-08 03:00 |  | 22
2022-07-08 04:00 |  | 28
2022-07-08 05:00 |  | 27
2022-07-08 06:00 |  | 16
2022-07-08 07:00 |  | 23
2022-07-08 08:00 |  | 71
2022-07-08 09:00 |  | 38
2022-07-08 10:00 |  | 16
2022-07-08 11:00 |  | 9
2022-07-08 12:00 |  | 8
2022-07-08 13:00 |  | 4
2022-07-08 14:00 |  | 2
2022-07-08 15:00 |  | 1
2022-07-08 16:00 |  | 5
2022-07-08 17:00 |  | 8
2022-07-08 18:00 |  | 8
2022-07-08 19:00 |  | 7
2022-07-08 20:00 |  | 8
2022-07-08 21:00 |  | 5
2022-07-08 22:00 |  | 2
2022-07-08 23:00 |  | 1
2022-07-09 |  | 1
2022-07-09 01:00 |  | 1
2022-07-09 02:00 |  | 1
2022-07-09 03:00 |  | 1
2022-07-09 04:00 |  | 3
2022-07-09 05:00 |  | 3
2022-07-09 06:00 |  | 1
2022-07-09 07:00 |  | 1
2022-07-09 08:00 |  | 1
2022-07-09 09:00 |  | 1
2022-07-09 10:00 |  | 1
2022-07-09 11:00 |  | 1
2022-07-09 12:00 |  | 1
2022-07-09 13:00 |  | 1
2022-07-09 14:00 |  | 1
2022-07-09 15:00 |  | 3
2022-07-09 16:00 |  | 7
2022-07-09 17:00 |  | 4
2022-07-09 18:00 |  | 2
2022-07-09 19:00 |  | 4
2022-07-09 20:00 |  | 4
2022-07-09 21:00 |  | 4
2022-07-09 22:00 |  | 5
2022-07-09 23:00 |  | 5
2022-07-10 |  | 3
2022-07-10 01:00 |  | 3
2022-07-10 02:00 |  | 5
2022-07-10 03:00 |  | 5
2022-07-10 04:00 |  | 4
2022-07-10 05:00 |  | 4
2022-07-10 06:00 |  | 3
2022-07-10 07:00 |  | 1
2022-07-10 08:00 |  | 7
2022-07-10 09:00 |  | 11
2022-07-10 10:00 |  | 12
2022-07-10 11:00 |  | 11
2022-07-10 12:00 |  | 10
2022-07-10 13:00 |  | 10
2022-07-10 14:00 |  | 5
2022-07-10 15:00 |  | 5
2022-07-10 16:00 |  | 5
2022-07-10 17:00 |  | 8
2022-07-10 18:00 |  | 32
2022-07-10 19:00 |  | 64
2022-07-10 20:00 |  | 41
2022-07-10 21:00 |  | 30
2022-07-10 22:00 |  | 31
2022-07-10 23:00 |  | 39
2022-07-11 |  | 26
2022-07-11 01:00 |  | 23
2022-07-11 02:00 |  | 22
2022-07-11 03:00 |  | 23
2022-07-11 04:00 |  | 8
2022-07-11 05:00 |  | 8
2022-07-11 06:00 |  | 9
2022-07-11 07:00 |  | 8
2022-07-11 08:00 |  | 5
2022-07-11 09:00 |  | 23
2022-07-11 10:00 |  | 14
2022-07-11 11:00 |  |  | 2.h
2022-07-11 12:00 |  | 9
2022-07-11 13:00 |  | 10
2022-07-11 14:00 |  | 9
2022-07-11 15:00 |  | 7
2022-07-11 16:00 |  | 5
2022-07-11 17:00 |  | 9
2022-07-11 18:00 |  | 15
2022-07-11 19:00 |  | 15
2022-07-11 20:00 |  | 7
2022-07-11 21:00 |  | 8
2022-07-11 22:00 |  | 7
2022-07-11 23:00 |  | 3
2022-07-12 |  | 1
2022-07-12 01:00 |  | 1
2022-07-12 02:00 |  | 5
2022-07-12 03:00 |  | 4
2022-07-12 04:00 |  | 1
2022-07-12 05:00 |  | 1
2022-07-12 06:00 |  | 1
2022-07-12 07:00 |  | 2
2022-07-12 08:00 |  | 2
2022-07-12 09:00 |  | 1
2022-07-12 10:00 |  | 1
2022-07-12 11:00 |  | 1
2022-07-12 12:00 |  | 1
2022-07-12 13:00 |  | 3
2022-07-12 14:00 |  | 4
2022-07-12 15:00 |  | 3
2022-07-12 16:00 |  | 3
2022-07-12 17:00 |  | 4
2022-07-12 18:00 |  | 1
2022-07-12 19:00 |  | 1
2022-07-12 20:00 |  | 1
2022-07-12 21:00 |  | 3
2022-07-12 22:00 |  | 5
2022-07-12 23:00 |  | 5
2022-07-13 |  | 2
2022-07-13 01:00 |  | 3
2022-07-13 02:00 |  | 3
2022-07-13 03:00 |  | 5
2022-07-13 04:00 |  | 8
2022-07-13 05:00 |  | 7
2022-07-13 06:00 |  | 3
2022-07-13 07:00 |  | 4
2022-07-13 08:00 |  | 5
2022-07-13 09:00 |  | 10
2022-07-13 10:00 |  | 12
2022-07-13 11:00 |  | 10
2022-07-13 12:00 |  | 7
2022-07-13 13:00 |  | 7
2022-07-13 14:00 |  | 4
2022-07-13 15:00 |  | 5
2022-07-13 16:00 |  | 9
2022-07-13 17:00 |  | 14
2022-07-13 18:00 |  | 1
2022-07-13 19:00 |  | 4
2022-07-13 20:00 |  | 5
2022-07-13 21:00 |  | 8
2022-07-13 22:00 |  | 12
2022-07-13 23:00 |  | 11
2022-07-14 |  | 10
2022-07-14 01:00 |  | 11
2022-07-14 02:00 |  | 10
2022-07-14 03:00 |  | 5
2022-07-14 04:00 |  | 5
2022-07-14 05:00 |  | 8
2022-07-14 06:00 |  | 7
2022-07-14 07:00 |  | 8
2022-07-14 08:00 |  | 7
2022-07-14 09:00 |  | 5
2022-07-14 10:00 |  | 8
2022-07-14 11:00 |  | 7
2022-07-14 12:00 |  | 4
2022-07-14 13:00 |  | 2
2022-07-14 14:00 |  | 5
2022-07-14 15:00 |  | 8
2022-07-14 16:00 |  | 18
2022-07-14 17:00 |  | 22
2022-07-14 18:00 |  | 35
2022-07-14 19:00 |  | 29
2022-07-14 20:00 |  | 19
2022-07-14 21:00 |  | 10
2022-07-14 22:00 |  | 7
2022-07-14 23:00 |  | 4
2022-07-15 |  | 5
2022-07-15 01:00 |  | 8
2022-07-15 02:00 |  | 7
2022-07-15 03:00 |  | 4
2022-07-15 04:00 |  | 5
2022-07-15 05:00 |  | 11
2022-07-15 06:00 |  | 11
2022-07-15 07:00 |  | 8
2022-07-15 08:00 |  | 8
2022-07-15 09:00 |  | 8
2022-07-15 10:00 |  | 11
2022-07-15 11:00 |  | 12
2022-07-15 12:00 |  | 10
2022-07-15 13:00 |  | 7
2022-07-15 14:00 |  | 7
2022-07-15 15:00 |  | 8
2022-07-15 16:00 |  | 15
2022-07-15 17:00 |  | 28
2022-07-15 18:00 |  | 15
2022-07-15 19:00 |  | 64
2022-07-15 20:00 |  | 102
2022-07-15 21:00 |  | 75
2022-07-15 22:00 |  | 85
2022-07-15 23:00 |  | 60
2022-07-16 |  | 39
2022-07-16 01:00 |  | 27
2022-07-16 02:00 |  | 25
2022-07-16 03:00 |  | 51
2022-07-16 04:00 |  | 58
2022-07-16 05:00 |  | 75
2022-07-16 06:00 |  | 42
2022-07-16 07:00 |  | 26
2022-07-16 08:00 |  | 23
2022-07-16 09:00 |  | 16
2022-07-16 10:00 |  | 8
2022-07-16 11:00 |  | 8
2022-07-16 12:00 |  | 27
2022-07-16 13:00 |  | 3
2022-07-16 14:00 |  | 3
2022-07-16 15:00 |  | 5
2022-07-16 16:00 |  | 5
2022-07-16 17:00 |  | 5
2022-07-16 18:00 |  | 7
2022-07-16 19:00 |  | 8
2022-07-16 20:00 |  | 9
2022-07-16 21:00 |  | 7
2022-07-16 22:00 |  | 5
2022-07-16 23:00 |  | 4
2022-07-17 |  | 1
2022-07-17 01:00 |  | 1
2022-07-17 02:00 |  | 4
2022-07-17 03:00 |  | 4
2022-07-17 04:00 |  | 2
2022-07-17 05:00 |  | 2
2022-07-17 06:00 |  | 2
2022-07-17 07:00 |  | 1
2022-07-17 08:00 |  | 2
2022-07-17 09:00 |  | 4
2022-07-17 10:00 |  | 3
2022-07-17 11:00 |  | 3
2022-07-17 12:00 |  | 1
2022-07-17 13:00 |  | 1
2022-07-17 14:00 |  | 1
2022-07-17 15:00 |  | 1
2022-07-17 16:00 |  | 1
2022-07-17 17:00 |  | 5
2022-07-17 18:00 |  | 9
2022-07-17 19:00 |  | 10
2022-07-17 20:00 |  | 8
2022-07-17 21:00 |  | 16
2022-07-17 22:00 |  | 33
2022-07-17 23:00 |  | 26
2022-07-18 |  | 20
2022-07-18 01:00 |  | 26
2022-07-18 02:00 |  | 54
2022-07-18 03:00 |  | 12
2022-07-18 04:00 |  | 11
2022-07-18 05:00 |  | 8
2022-07-18 06:00 |  | 8
2022-07-18 07:00 |  | 8
2022-07-18 08:00 |  | 8
2022-07-18 09:00 |  | 9
2022-07-18 10:00 |  | 9
2022-07-18 11:00 |  | 10
2022-07-18 12:00 |  | 7
2022-07-18 13:00 |  | 5
2022-07-18 14:00 |  | 8
2022-07-18 15:00 |  | 9
2022-07-18 16:00 |  | 10
2022-07-18 17:00 |  | 11
2022-07-18 18:00 |  | 34
2022-07-18 19:00 |  | 81
2022-07-18 20:00 |  | 104
2022-07-18 21:00 |  | 98
2022-07-18 22:00 |  | 57
2022-07-18 23:00 |  | 43
2022-07-19 |  | 44
2022-07-19 01:00 |  | 38
2022-07-19 02:00 |  | 45
2022-07-19 03:00 |  | 26
2022-07-19 04:00 |  | 22
2022-07-19 05:00 |  | 14
2022-07-19 06:00 |  | 11
2022-07-19 07:00 |  | 26
2022-07-19 08:00 |  | 28
2022-07-19 09:00 |  | 75
2022-07-19 10:00 |  | 64
2022-07-19 11:00 |  | 35
2022-07-19 12:00 |  | 18
2022-07-19 13:00 |  | 4
2022-07-19 14:00 |  | 7
2022-07-19 15:00 |  | 7
2022-07-19 16:00 |  | 8
2022-07-19 17:00 |  | 30
2022-07-19 18:00 |  | 64
2022-07-19 19:00 |  | 68
2022-07-19 20:00 |  | 87
2022-07-19 21:00 |  | 109
2022-07-19 22:00 |  | 119
2022-07-19 23:00 |  | 106
2022-07-20 |  | 86
2022-07-20 01:00 |  | 66
2022-07-20 02:00 |  | 75
2022-07-20 03:00 |  | 66
2022-07-20 04:00 |  | 61
2022-07-20 05:00 |  | 53
2022-07-20 06:00 |  | 34
2022-07-20 07:00 |  | 28
2022-07-20 08:00 |  | 22
2022-07-20 09:00 |  | 44
2022-07-20 10:00 |  | 16
2022-07-20 11:00 |  | 7
2022-07-20 12:00 |  | 8
2022-07-20 13:00 |  | 8
2022-07-20 14:00 |  | 5
2022-07-20 15:00 |  | 5
2022-07-20 16:00 |  | 5
2022-07-20 17:00 |  | 7
2022-07-20 18:00 |  | 8
2022-07-20 19:00 |  | 8
2022-07-20 20:00 |  | 7
2022-07-20 21:00 |  | 7
2022-07-20 22:00 |  | 5
2022-07-20 23:00 |  | 7
2022-07-21 |  | 5
2022-07-21 01:00 |  | 4
2022-07-21 02:00 |  | 5
2022-07-21 03:00 |  | 4
2022-07-21 04:00 |  | 4
2022-07-21 05:00 |  | 2
2022-07-21 06:00 |  | 3
2022-07-21 07:00 |  | 5
2022-07-21 08:00 |  | 9
2022-07-21 09:00 |  | 28
2022-07-21 10:00 |  |  | 2.e
2022-07-21 11:00 |  |  | 2.e
2022-07-21 12:00 |  | 23
2022-07-21 13:00 |  | 12
2022-07-21 14:00 |  | 11
2022-07-21 15:00 |  | 9
2022-07-21 16:00 |  | 8
2022-07-21 17:00 |  | 8
2022-07-21 18:00 |  | 8
2022-07-21 19:00 |  | 8
2022-07-21 20:00 |  | 10
2022-07-21 21:00 |  | 14
2022-07-21 22:00 |  | 11
2022-07-21 23:00 |  | 22
2022-07-22 |  | 14
2022-07-22 01:00 |  | 10
2022-07-22 02:00 |  | 10
2022-07-22 03:00 |  | 10
2022-07-22 04:00 |  | 8
2022-07-22 05:00 |  | 7
2022-07-22 06:00 |  | 5
2022-07-22 07:00 |  | 8
2022-07-22 08:00 |  | 15
2022-07-22 09:00 |  | 12
2022-07-22 10:00 |  | 8
2022-07-22 11:00 |  | 5
2022-07-22 12:00 |  | 7
2022-07-22 13:00 |  | 7
2022-07-22 14:00 |  | 4
2022-07-22 15:00 |  | 3
2022-07-22 16:00 |  | 6
2022-07-22 17:00 |  | 8
2022-07-22 18:00 |  | 18
2022-07-22 19:00 |  | 19
2022-07-22 20:00 |  | 15
2022-07-22 21:00 |  | 8
2022-07-22 22:00 |  | 8
2022-07-22 23:00 |  | 11
2022-07-23 |  | 8
2022-07-23 01:00 |  | 1
2022-07-23 02:00 |  | 1
2022-07-23 03:00 |  | 3
2022-07-23 04:00 |  | 1
2022-07-23 05:00 |  | 2
2022-07-23 06:00 |  | 1
2022-07-23 07:00 |  | 1
2022-07-23 08:00 |  | 2
2022-07-23 09:00 |  | 5
2022-07-23 10:00 |  | 4
2022-07-23 11:00 |  | 3
2022-07-23 12:00 |  | 1
2022-07-23 13:00 |  | 1
2022-07-23 14:00 |  | 2
2022-07-23 15:00 |  | 4
2022-07-23 16:00 |  | 7
2022-07-23 17:00 |  | 8
2022-07-23 18:00 |  | 4
2022-07-23 19:00 |  | 4
2022-07-23 20:00 |  | 5
2022-07-23 21:00 |  | 7
2022-07-23 22:00 |  | 8
2022-07-23 23:00 |  | 9
2022-07-24 |  | 9
2022-07-24 01:00 |  | 10
2022-07-24 02:00 |  | 9
2022-07-24 03:00 |  | 8
2022-07-24 04:00 |  | 11
2022-07-24 05:00 |  | 11
2022-07-24 06:00 |  | 4
2022-07-24 07:00 |  | 1
2022-07-24 08:00 |  | 4
2022-07-24 09:00 |  | 3
2022-07-24 10:00 |  | 4
2022-07-24 11:00 |  | 7
2022-07-24 12:00 |  | 8
2022-07-24 13:00 |  | 11
2022-07-24 14:00 |  | 9
2022-07-24 15:00 |  | 8
2022-07-24 16:00 |  | 8
2022-07-24 17:00 |  | 7
2022-07-24 18:00 |  | 8
2022-07-24 19:00 |  | 12
2022-07-24 20:00 |  | 30
2022-07-24 21:00 |  | 92
2022-07-24 22:00 |  | 54
2022-07-24 23:00 |  | 37
2022-07-25 |  | 37
2022-07-25 01:00 |  | 15
2022-07-25 02:00 |  | 14
2022-07-25 03:00 |  | 16
2022-07-25 04:00 |  | 12
2022-07-25 05:00 |  | 7
2022-07-25 06:00 |  | 4
2022-07-25 07:00 |  | 8
2022-07-25 08:00 |  | 7
2022-07-25 09:00 |  | 5
2022-07-25 10:00 |  | 5
2022-07-25 11:00 |  | 5
2022-07-25 12:00 |  | 4
2022-07-25 13:00 |  | 1
2022-07-25 14:00 |  | 1
2022-07-25 15:00 |  | 3
2022-07-25 16:00 |  | 4
2022-07-25 17:00 |  | 4
2022-07-25 18:00 |  | 5
2022-07-25 19:00 |  | 5
2022-07-25 20:00 |  | 8
2022-07-25 21:00 |  | 5
2022-07-25 22:00 |  | 3
2022-07-25 23:00 |  | 5
2022-07-26 |  | 4
2022-07-26 01:00 |  | 1
2022-07-26 02:00 |  | 3
2022-07-26 03:00 |  | 3
2022-07-26 04:00 |  | 1
2022-07-26 05:00 |  | 1
2022-07-26 06:00 |  | 1
2022-07-26 07:00 |  | 1
2022-07-26 08:00 |  | 3
2022-07-26 09:00 |  | 4
2022-07-26 10:00 |  | 2
2022-07-26 11:00 |  | 3
2022-07-26 12:00 |  | 4
2022-07-26 13:00 |  | 1
2022-07-26 14:00 |  | 1
2022-07-26 15:00 |  | 1
2022-07-26 16:00 |  | 4
2022-07-26 17:00 |  | 7
2022-07-26 18:00 |  | 8
2022-07-26 19:00 |  | 7
2022-07-26 20:00 |  | 8
2022-07-26 21:00 |  | 27
2022-07-26 22:00 |  | 23
2022-07-26 23:00 |  | 23
2022-07-27 |  | 22
2022-07-27 01:00 |  | 11
2022-07-27 02:00 |  | 8
2022-07-27 03:00 |  | 7
2022-07-27 04:00 |  | 8
2022-07-27 05:00 |  | 7
2022-07-27 06:00 |  | 7
2022-07-27 07:00 |  | 8
2022-07-27 08:00 |  | 28
2022-07-27 09:00 |  | 23
2022-07-27 10:00 |  | 8
2022-07-27 11:00 |  | 8
2022-07-27 12:00 |  | 9
2022-07-27 13:00 |  | 10
2022-07-27 14:00 |  | 8
2022-07-27 15:00 |  | 7
2022-07-27 16:00 |  | 7
2022-07-27 17:00 |  | 28
2022-07-27 18:00 |  | 46
2022-07-27 19:00 |  | 38
2022-07-27 20:00 |  | 66
2022-07-27 21:00 |  | 69
2022-07-27 22:00 |  | 46
2022-07-27 23:00 |  | 54
2022-07-28 |  | 64
2022-07-28 01:00 |  | 42
2022-07-28 02:00 |  | 20
2022-07-28 03:00 |  | 22
2022-07-28 04:00 |  | 19
2022-07-28 05:00 |  | 9
2022-07-28 06:00 |  | 8
2022-07-28 07:00 |  | 8
2022-07-28 08:00 |  | 26
2022-07-28 09:00 |  | 14
2022-07-28 10:00 |  | 11
2022-07-28 11:00 |  | 10
2022-07-28 12:00 |  | 10
2022-07-28 13:00 |  | 8
2022-07-28 14:00 |  | 5
2022-07-28 15:00 |  | 5
2022-07-28 16:00 |  | 7
2022-07-28 17:00 |  | 18
2022-07-28 18:00 |  | 27
2022-07-28 19:00 |  | 23
2022-07-28 20:00 |  | 16
2022-07-28 21:00 |  | 12
2022-07-28 22:00 |  | 10
2022-07-28 23:00 |  | 8
2022-07-29 |  | 8
2022-07-29 01:00 |  | 7
2022-07-29 02:00 |  | 5
2022-07-29 03:00 |  | 3
2022-07-29 04:00 |  | 5
2022-07-29 05:00 |  | 8
2022-07-29 06:00 |  | 5
2022-07-29 07:00 |  | 8
2022-07-29 08:00 |  | 10
2022-07-29 09:00 |  | 8
2022-07-29 10:00 |  | 8
2022-07-29 11:00 |  | 7
2022-07-29 12:00 |  | 7
2022-07-29 13:00 |  | 5
2022-07-29 14:00 |  | 4
2022-07-29 15:00 |  | 4
2022-07-29 16:00 |  | 6
2022-07-29 17:00 |  | 10
2022-07-29 18:00 |  | 23
2022-07-29 19:00 |  | 11
2022-07-29 20:00 |  | 18
2022-07-29 21:00 |  | 15
2022-07-29 22:00 |  | 7
2022-07-29 23:00 |  | 8
2022-07-30 |  | 10
2022-07-30 01:00 |  | 11
2022-07-30 02:00 |  | 8
2022-07-30 03:00 |  | 4
2022-07-30 04:00 |  | 7
2022-07-30 05:00 |  | 7
2022-07-30 06:00 |  | 7
2022-07-30 07:00 |  | 7
2022-07-30 08:00 |  | 10
2022-07-30 09:00 |  | 20
2022-07-30 10:00 |  | 10
2022-07-30 11:00 |  | 8
2022-07-30 12:00 |  | 7
2022-07-30 13:00 |  | 8
2022-07-30 14:00 |  | 11
2022-07-30 15:00 |  | 15
2022-07-30 16:00 |  | 30
2022-07-30 17:00 |  | 39
2022-07-30 18:00 |  | 57
2022-07-30 19:00 |  | 66
2022-07-30 20:00 |  | 64
2022-07-30 21:00 |  | 46
2022-07-30 22:00 |  | 54
2022-07-30 23:00 |  | 46
2022-07-31 |  | 26
2022-07-31 01:00 |  | 35
2022-07-31 02:00 |  | 37
2022-07-31 03:00 |  | 38
2022-07-31 04:00 |  | 35
2022-07-31 05:00 |  | 30
2022-07-31 06:00 |  | 31
2022-07-31 07:00 |  | 34
2022-07-31 08:00 |  | 86
2022-07-31 09:00 |  | 71
2022-07-31 10:00 |  | 64
2022-07-31 11:00 |  | 50
2022-07-31 12:00 |  | 25
2022-07-31 13:00 |  | 12
2022-07-31 14:00 |  | 18
2022-07-31 15:00 |  | 20
2022-07-31 16:00 |  | 12
2022-07-31 17:00 |  | 30
2022-07-31 18:00 |  | 65
2022-07-31 19:00 |  | 130
2022-07-31 20:00 |  | 114
2022-07-31 21:00 |  | 69
2022-07-31 22:00 |  | 75
2022-07-31 23:00 |  | 48
2022-08-01 |  | 45
2022-08-01 01:00 |  | 42
2022-08-01 02:00 |  | 57
2022-08-01 03:00 |  | 56
2022-08-01 04:00 |  | 28
2022-08-01 05:00 |  | 23
2022-08-01 06:00 |  | 30
2022-08-01 07:00 |  | 22
2022-08-01 08:00 |  | 14
2022-08-01 09:00 |  | 19
2022-08-01 10:00 |  | 8
2022-08-01 11:00 |  | 8
2022-08-01 12:00 |  | 10
2022-08-01 13:00 |  | 10
2022-08-01 14:00 |  | 10
2022-08-01 15:00 |  | 9
2022-08-01 16:00 |  | 8
2022-08-01 17:00 |  | 10
2022-08-01 18:00 |  | 38
2022-08-01 19:00 |  | 11
2022-08-01 20:00 |  | 64
2022-08-01 21:00 |  | 54
2022-08-01 22:00 |  | 49
2022-08-01 23:00 |  | 20
2022-08-02 |  | 16
2022-08-02 01:00 |  | 15
2022-08-02 02:00 |  | 7
2022-08-02 03:00 |  | 7
2022-08-02 04:00 |  | 8
2022-08-02 05:00 |  | 12
2022-08-02 06:00 |  | 12
2022-08-02 07:00 |  | 8
2022-08-02 08:00 |  | 8
2022-08-02 09:00 |  | 8
2022-08-02 10:00 |  | 8
2022-08-02 11:00 |  | 8
2022-08-02 12:00 |  | 7
2022-08-02 13:00 |  | 8
2022-08-02 14:00 |  | 8
2022-08-02 15:00 |  | 5
2022-08-02 16:00 |  | 7
2022-08-02 17:00 |  | 22
2022-08-02 18:00 |  | 33
2022-08-02 19:00 |  | 22
2022-08-02 20:00 |  | 23
2022-08-02 21:00 |  | 39
2022-08-02 22:00 |  | 27
2022-08-02 23:00 |  | 10
2022-08-03 |  | 22
2022-08-03 01:00 |  | 15
2022-08-03 02:00 |  | 8
2022-08-03 03:00 |  | 7
2022-08-03 04:00 |  | 7
2022-08-03 05:00 |  | 10
2022-08-03 06:00 |  | 11
2022-08-03 07:00 |  | 9
2022-08-03 08:00 |  | 8
2022-08-03 09:00 |  | 7
2022-08-03 10:00 |  | 41
2022-08-03 11:00 |  |  | 2.e
2022-08-03 12:00 |  | 16
2022-08-03 13:00 |  | 5
2022-08-03 14:00 |  | 8
2022-08-03 15:00 |  | 20
2022-08-03 16:00 |  | 14
2022-08-03 17:00 |  | 31
2022-08-03 18:00 |  | 26
2022-08-03 19:00 |  | 22
2022-08-03 20:00 |  | 26
2022-08-03 21:00 |  | 23
2022-08-03 22:00 |  | 26
2022-08-03 23:00 |  | 20
2022-08-04 |  | 20
2022-08-04 01:00 |  | 20
2022-08-04 02:00 |  | 15
2022-08-04 03:00 |  | 16
2022-08-04 04:00 |  | 11
2022-08-04 05:00 |  | 16
2022-08-04 06:00 |  | 15
2022-08-04 07:00 |  | 18
2022-08-04 08:00 |  | 16
2022-08-04 09:00 |  | 12
2022-08-04 10:00 |  | 18
2022-08-04 11:00 |  | 23
2022-08-04 12:00 |  | 14
2022-08-04 13:00 |  | 9
2022-08-04 14:00 |  | 7
2022-08-04 15:00 |  | 4
2022-08-04 16:00 |  | 5
2022-08-04 17:00 |  | 10
2022-08-04 18:00 |  | 39
2022-08-04 19:00 |  | 46
2022-08-04 20:00 |  | 46
2022-08-04 21:00 |  | 54
2022-08-04 22:00 |  | 31
2022-08-04 23:00 |  | 24
2022-08-05 |  | 19
2022-08-05 01:00 |  | 23
2022-08-05 02:00 |  | 15
2022-08-05 03:00 |  | 10
2022-08-05 04:00 |  | 11
2022-08-05 05:00 |  | 10
2022-08-05 06:00 |  | 11
2022-08-05 07:00 |  | 8
2022-08-05 08:00 |  | 5
2022-08-05 09:00 |  | 5
2022-08-05 10:00 |  | 8
2022-08-05 11:00 |  | 9
2022-08-05 12:00 |  | 5
2022-08-05 13:00 |  | 15
2022-08-05 14:00 |  | 8
2022-08-05 15:00 |  | 8
2022-08-05 16:00 |  | 18
2022-08-05 17:00 |  | 16
2022-08-05 18:00 |  | 28
2022-08-05 19:00 |  | 35
2022-08-05 20:00 |  | 30
2022-08-05 21:00 |  | 30
2022-08-05 22:00 |  | 53
2022-08-05 23:00 |  | 46
2022-08-06 |  | 15
2022-08-06 01:00 |  | 14
2022-08-06 02:00 |  | 16
2022-08-06 03:00 |  | 15
2022-08-06 04:00 |  | 12
2022-08-06 05:00 |  | 11
2022-08-06 06:00 |  | 8
2022-08-06 07:00 |  | 8
2022-08-06 08:00 |  | 7
2022-08-06 09:00 |  | 7
2022-08-06 10:00 |  | 5
2022-08-06 11:00 |  | 1
2022-08-06 12:00 |  | 2
2022-08-06 13:00 |  | 1
2022-08-06 14:00 |  | 1
2022-08-06 15:00 |  | 1
2022-08-06 16:00 |  | 1
2022-08-06 17:00 |  | 1
2022-08-06 18:00 |  | 3
2022-08-06 19:00 |  | 3
2022-08-06 20:00 |  | 3
2022-08-06 21:00 |  | 4
2022-08-06 22:00 |  | 4
2022-08-06 23:00 |  | 1
2022-08-07 |  | 1
2022-08-07 01:00 |  | 1
2022-08-07 02:00 |  | 1
2022-08-07 03:00 |  | 1
2022-08-07 04:00 |  | 1
2022-08-07 05:00 |  | 2
2022-08-07 06:00 |  | 3
2022-08-07 07:00 |  | 3
2022-08-07 08:00 |  | 7
2022-08-07 09:00 |  | 3
2022-08-07 10:00 |  | 1
2022-08-07 11:00 |  | 3
2022-08-07 12:00 |  | 3
2022-08-07 13:00 |  | 4
2022-08-07 14:00 |  | 4
2022-08-07 15:00 |  | 3
2022-08-07 16:00 |  | 5
2022-08-07 17:00 |  | 7
2022-08-07 18:00 |  | 16
2022-08-07 19:00 |  | 19
2022-08-07 20:00 |  | 18
2022-08-07 21:00 |  | 11
2022-08-07 22:00 |  | 15
2022-08-07 23:00 |  | 16
2022-08-08 |  | 8
2022-08-08 01:00 |  | 39
2022-08-08 02:00 |  | 22
2022-08-08 03:00 |  | 11
2022-08-08 04:00 |  | 10
2022-08-08 05:00 |  | 8
2022-08-08 06:00 |  | 8
2022-08-08 07:00 |  | 27
2022-08-08 08:00 |  | 16
2022-08-08 09:00 |  | 10
2022-08-08 10:00 |  | 8
2022-08-08 11:00 |  | 4
2022-08-08 12:00 |  | 1
2022-08-08 13:00 |  | 1
2022-08-08 14:00 |  | 4
2022-08-08 15:00 |  | 6
2022-08-08 16:00 |  | 5
2022-08-08 17:00 |  | 7
2022-08-08 18:00 |  | 11
2022-08-08 19:00 |  | 7
2022-08-08 20:00 |  | 45
2022-08-08 21:00 |  | 41
2022-08-08 22:00 |  | 18
2022-08-08 23:00 |  | 12
2022-08-09 |  | 11
2022-08-09 01:00 |  | 15
2022-08-09 02:00 |  | 14
2022-08-09 03:00 |  | 11
2022-08-09 04:00 |  | 16
2022-08-09 05:00 |  | 18
2022-08-09 06:00 |  | 15
2022-08-09 07:00 |  | 8
2022-08-09 08:00 |  | 7
2022-08-09 09:00 |  | 8
2022-08-09 10:00 |  | 11
2022-08-09 11:00 |  | 8
2022-08-09 12:00 |  | 8
2022-08-09 13:00 |  | 8
2022-08-09 14:00 |  | 8
2022-08-09 15:00 |  | 8
2022-08-09 16:00 |  | 6
2022-08-09 17:00 |  | 16
2022-08-09 18:00 |  | 20
2022-08-09 19:00 |  | 20
2022-08-09 20:00 |  | 62
2022-08-09 21:00 |  | 34
2022-08-09 22:00 |  | 16
2022-08-09 23:00 |  | 22
2022-08-10 |  | 20
2022-08-10 01:00 |  | 14
2022-08-10 02:00 |  | 20
2022-08-10 03:00 |  | 16
2022-08-10 04:00 |  | 16
2022-08-10 05:00 |  | 18
2022-08-10 06:00 |  | 16
2022-08-10 07:00 |  | 41
2022-08-10 08:00 |  | 50
2022-08-10 09:00 |  | 59
2022-08-10 10:00 |  | 18
2022-08-10 11:00 |  | 18
2022-08-10 12:00 |  | 7
2022-08-10 13:00 |  | 6
2022-08-10 14:00 |  | 8
2022-08-10 15:00 |  | 11
2022-08-10 16:00 |  | 15
2022-08-10 17:00 |  | 14
2022-08-10 18:00 |  | 32
2022-08-10 19:00 |  | 43
2022-08-10 20:00 |  | 61
2022-08-10 21:00 |  | 73
2022-08-10 22:00 |  | 68
2022-08-10 23:00 |  | 88
2022-08-11 |  | 99
2022-08-11 01:00 |  | 88
2022-08-11 02:00 |  | 56
2022-08-11 03:00 |  | 34
2022-08-11 04:00 |  | 20
2022-08-11 05:00 |  | 20
2022-08-11 06:00 |  | 16
2022-08-11 07:00 |  | 19
2022-08-11 08:00 |  | 23
2022-08-11 09:00 |  | 57
2022-08-11 10:00 |  | 35
2022-08-11 11:00 |  | 46
2022-08-11 12:00 |  | 66
2022-08-11 13:00 |  | 47
2022-08-11 14:00 |  | 45
2022-08-11 15:00 |  | 23
2022-08-11 16:00 |  | 18
2022-08-11 17:00 |  | 22
2022-08-11 18:00 |  | 29
2022-08-11 19:00 |  | 39
2022-08-11 20:00 |  | 16
2022-08-11 21:00 |  | 12
2022-08-11 22:00 |  | 12
2022-08-11 23:00 |  | 9
2022-08-12 |  | 7
2022-08-12 01:00 |  | 7
2022-08-12 02:00 |  | 5
2022-08-12 03:00 |  | 5
2022-08-12 04:00 |  | 8
2022-08-12 05:00 |  | 8
2022-08-12 06:00 |  | 7
2022-08-12 07:00 |  | 4
2022-08-12 08:00 |  | 4
2022-08-12 09:00 |  | 5
2022-08-12 10:00 |  | 5
2022-08-12 11:00 |  | 5
2022-08-12 12:00 |  | 5
2022-08-12 13:00 |  | 4
2022-08-12 14:00 |  | 3
2022-08-12 15:00 |  | 3
2022-08-12 16:00 |  | 4
2022-08-12 17:00 |  | 2
2022-08-12 18:00 |  | 3
2022-08-12 19:00 |  | 5
2022-08-12 20:00 |  | 4
2022-08-12 21:00 |  | 1
2022-08-12 22:00 |  | 1
2022-08-12 23:00 |  | 4
2022-08-13 |  | 5
2022-08-13 01:00 |  | 2
2022-08-13 02:00 |  | 1
2022-08-13 03:00 |  | 3
2022-08-13 04:00 |  | 3
2022-08-13 05:00 |  | 2
2022-08-13 06:00 |  | 1
2022-08-13 07:00 |  | 1
2022-08-13 08:00 |  | 3
2022-08-13 09:00 |  | 1
2022-08-13 10:00 |  | 1
2022-08-13 11:00 |  | 2
2022-08-13 12:00 |  | 1
2022-08-13 13:00 |  | 1
2022-08-13 14:00 |  | 1
2022-08-13 15:00 |  | 1
2022-08-13 16:00 |  | 1
2022-08-13 17:00 |  | 3
2022-08-13 18:00 |  | 3
2022-08-13 19:00 |  | 1
2022-08-13 20:00 |  | 1
2022-08-13 21:00 |  | 8
2022-08-13 22:00 |  | 10
2022-08-13 23:00 |  | 5
2022-08-14 |  | 3
2022-08-14 01:00 |  | 7
2022-08-14 02:00 |  | 10
2022-08-14 03:00 |  | 10
2022-08-14 04:00 |  | 8
2022-08-14 05:00 |  | 4
2022-08-14 06:00 |  | 2
2022-08-14 07:00 |  | 4
2022-08-14 08:00 |  | 5
2022-08-14 09:00 |  | 5
2022-08-14 10:00 |  | 5
2022-08-14 11:00 |  | 7
2022-08-14 12:00 |  | 7
2022-08-14 13:00 |  | 7
2022-08-14 14:00 |  | 7
2022-08-14 15:00 |  | 8
2022-08-14 16:00 |  | 7
2022-08-14 17:00 |  | 7
2022-08-14 18:00 |  | 9
2022-08-14 19:00 |  | 9
2022-08-14 20:00 |  | 9
2022-08-14 21:00 |  | 18
2022-08-14 22:00 |  | 7
2022-08-14 23:00 |  | 7
2022-08-15 |  | 5
2022-08-15 01:00 |  | 5
2022-08-15 02:00 |  | 5
2022-08-15 03:00 |  | 5
2022-08-15 04:00 |  | 3
2022-08-15 05:00 |  | 2
2022-08-15 06:00 |  | 4
2022-08-15 07:00 |  | 4
2022-08-15 08:00 |  | 5
2022-08-15 09:00 |  | 5
2022-08-15 10:00 |  | 3
2022-08-15 11:00 |  | 1
2022-08-15 12:00 |  | 1
2022-08-15 13:00 |  | 5
2022-08-15 14:00 |  | 5
2022-08-15 15:00 |  | 5
2022-08-15 16:00 |  | 5
2022-08-15 17:00 |  | 3
2022-08-15 18:00 |  | 4
2022-08-15 19:00 |  | 1
2022-08-15 20:00 |  | 1
2022-08-15 21:00 |  | 2
2022-08-15 22:00 |  | 1
2022-08-15 23:00 |  | 2
2022-08-16 |  | 1
2022-08-16 01:00 |  | 1
2022-08-16 02:00 |  | 1
2022-08-16 03:00 |  | 1
2022-08-16 04:00 |  | 1
2022-08-16 05:00 |  | 1
2022-08-16 06:00 |  | 1
2022-08-16 07:00 |  | 1
2022-08-16 08:00 |  | 1
2022-08-16 09:00 |  | 1
2022-08-16 10:00 |  | 1
2022-08-16 11:00 |  |  | 2.e
2022-08-16 12:00 |  |  | 2.e
2022-08-16 13:00 |  | 5
2022-08-16 14:00 |  | 4
2022-08-16 15:00 |  | 3
2022-08-16 16:00 |  | 7
2022-08-16 17:00 |  | 8
2022-08-16 18:00 |  | 26
2022-08-16 19:00 |  | 24
2022-08-16 20:00 |  | 32
2022-08-16 21:00 |  | 53
2022-08-16 22:00 |  | 68
2022-08-16 23:00 |  | 60
2022-08-17 |  | 46
2022-08-17 01:00 |  | 31
2022-08-17 02:00 |  | 22
2022-08-17 03:00 |  | 12
2022-08-17 04:00 |  | 8
2022-08-17 05:00 |  | 7
2022-08-17 06:00 |  | 6
2022-08-17 07:00 |  | 7
2022-08-17 08:00 |  | 11
2022-08-17 09:00 |  | 10
2022-08-17 10:00 |  | 8
2022-08-17 11:00 |  | 8
2022-08-17 12:00 |  | 7
2022-08-17 13:00 |  | 4
2022-08-17 14:00 |  | 3
2022-08-17 15:00 |  | 3
2022-08-17 16:00 |  | 1
2022-08-17 17:00 |  | 5
2022-08-17 18:00 |  | 18
2022-08-17 19:00 |  | 24
2022-08-17 20:00 |  | 31
2022-08-17 21:00 |  | 16
2022-08-17 22:00 |  | 20
2022-08-17 23:00 |  | 25
2022-08-18 |  | 54
2022-08-18 01:00 |  | 47
2022-08-18 02:00 |  | 15
2022-08-18 03:00 |  | 11
2022-08-18 04:00 |  | 9
2022-08-18 05:00 |  | 15
2022-08-18 06:00 |  | 12
2022-08-18 07:00 |  | 35
2022-08-18 08:00 |  | 7
2022-08-18 09:00 |  | 8
2022-08-18 10:00 |  | 9
2022-08-18 11:00 |  | 3
2022-08-18 12:00 |  | 1
2022-08-18 13:00 |  | 1
2022-08-18 14:00 |  | 3
2022-08-18 15:00 |  | 3
2022-08-18 16:00 |  | 27
2022-08-18 17:00 |  | 8
2022-08-18 18:00 |  | 10
2022-08-18 19:00 |  | 16
2022-08-18 20:00 |  | 9
2022-08-18 21:00 |  | 8
2022-08-18 22:00 |  | 8
2022-08-18 23:00 |  | 5
2022-08-19 |  | 7
2022-08-19 01:00 |  | 8
2022-08-19 02:00 |  | 8
2022-08-19 03:00 |  | 11
2022-08-19 04:00 |  | 11
2022-08-19 05:00 |  | 8
2022-08-19 06:00 |  | 10
2022-08-19 07:00 |  | 8
2022-08-19 08:00 |  | 8
2022-08-19 09:00 |  | 8
2022-08-19 10:00 |  | 8
2022-08-19 11:00 |  | 10
2022-08-19 12:00 |  | 7
2022-08-19 13:00 |  | 5
2022-08-19 14:00 |  | 5
2022-08-19 15:00 |  | 4
2022-08-19 16:00 |  | 4
2022-08-19 17:00 |  | 9
2022-08-19 18:00 |  | 15
2022-08-19 19:00 |  | 20
2022-08-19 20:00 |  | 16
2022-08-19 21:00 |  | 20
2022-08-19 22:00 |  | 57
2022-08-19 23:00 |  | 27
2022-08-20 |  | 18
2022-08-20 01:00 |  | 16
2022-08-20 02:00 |  | 8
2022-08-20 03:00 |  | 8
2022-08-20 04:00 |  | 8
2022-08-20 05:00 |  | 8
2022-08-20 06:00 |  | 5
2022-08-20 07:00 |  | 4
2022-08-20 08:00 |  | 5
2022-08-20 09:00 |  | 5
2022-08-20 10:00 |  | 3
2022-08-20 11:00 |  | 1
2022-08-20 12:00 |  | 4
2022-08-20 13:00 |  | 5
2022-08-20 14:00 |  | 1
2022-08-20 15:00 |  | 1
2022-08-20 16:00 |  | 6
2022-08-20 17:00 |  | 8
2022-08-20 18:00 |  | 10
2022-08-20 19:00 |  | 12
2022-08-20 20:00 |  | 15
2022-08-20 21:00 |  | 7
2022-08-20 22:00 |  | 15
2022-08-20 23:00 |  | 7
2022-08-21 |  | 7
2022-08-21 01:00 |  | 7
2022-08-21 02:00 |  | 7
2022-08-21 03:00 |  | 8
2022-08-21 04:00 |  | 11
2022-08-21 05:00 |  | 7
2022-08-21 06:00 |  | 3
2022-08-21 07:00 |  | 5
2022-08-21 08:00 |  | 10
2022-08-21 09:00 |  | 7
2022-08-21 10:00 |  | 5
2022-08-21 11:00 |  | 7
2022-08-21 12:00 |  | 4
2022-08-21 13:00 |  | 4
2022-08-21 14:00 |  | 7
2022-08-21 15:00 |  | 8
2022-08-21 16:00 |  | 5
2022-08-21 17:00 |  | 3
2022-08-21 18:00 |  | 15
2022-08-21 19:00 |  | 16
2022-08-21 20:00 |  | 10
2022-08-21 21:00 |  | 25
2022-08-21 22:00 |  | 28
2022-08-21 23:00 |  | 11
2022-08-22 |  | 12
2022-08-22 01:00 |  | 10
2022-08-22 02:00 |  | 7
2022-08-22 03:00 |  | 8
2022-08-22 04:00 |  | 18
2022-08-22 05:00 |  | 16
2022-08-22 06:00 |  | 22
2022-08-22 07:00 |  | 23
2022-08-22 08:00 |  | 28
2022-08-22 09:00 |  | 22
2022-08-22 10:00 |  | 18
2022-08-22 11:00 |  | 26
2022-08-22 12:00 |  | 27
2022-08-22 13:00 |  | 28
2022-08-22 14:00 |  | 25
2022-08-22 15:00 |  | 27
2022-08-22 16:00 |  | 31
2022-08-22 17:00 |  | 23
2022-08-22 18:00 |  | 34
2022-08-22 19:00 |  | 32
2022-08-22 20:00 |  | 30
2022-08-22 21:00 |  | 26
2022-08-22 22:00 |  | 33
2022-08-22 23:00 |  | 19
2022-08-23 |  | 22
2022-08-23 01:00 |  | 20
2022-08-23 02:00 |  | 26
2022-08-23 03:00 |  | 20
2022-08-23 04:00 |  | 22
2022-08-23 05:00 |  | 19
2022-08-23 06:00 |  | 12
2022-08-23 07:00 |  | 18
2022-08-23 08:00 |  | 16
2022-08-23 09:00 |  | 18
2022-08-23 10:00 |  | 12
2022-08-23 11:00 |  | 20
2022-08-23 12:00 |  | 10
2022-08-23 13:00 |  | 11
2022-08-23 14:00 |  | 11
2022-08-23 15:00 |  | 10
2022-08-23 16:00 |  | 23
2022-08-23 17:00 |  | 15
2022-08-23 18:00 |  | 34
2022-08-23 19:00 |  | 49
2022-08-23 20:00 |  | 77
2022-08-23 21:00 |  | 75
2022-08-23 22:00 |  | 51
2022-08-23 23:00 |  | 88
2022-08-24 |  | 58
2022-08-24 01:00 |  | 39
2022-08-24 02:00 |  | 28
2022-08-24 03:00 |  | 12
2022-08-24 04:00 |  | 8
2022-08-24 05:00 |  | 4
2022-08-24 06:00 |  | 4
2022-08-24 07:00 |  | 8
2022-08-24 08:00 |  | 10
2022-08-24 09:00 |  | 7
2022-08-24 10:00 |  | 7
2022-08-24 11:00 |  | 16
2022-08-24 12:00 |  | 3
2022-08-24 13:00 |  | 5
2022-08-24 14:00 |  | 7
2022-08-24 15:00 |  | 8
2022-08-24 16:00 |  | 10
2022-08-24 17:00 |  | 9
2022-08-24 18:00 |  | 10
2022-08-24 19:00 |  | 18
2022-08-24 20:00 |  | 14
2022-08-24 21:00 |  | 22
2022-08-24 22:00 |  | 20
2022-08-24 23:00 |  | 14
2022-08-25 |  | 14
2022-08-25 01:00 |  | 7
2022-08-25 02:00 |  | 8
2022-08-25 03:00 |  | 8
2022-08-25 04:00 |  | 8
2022-08-25 05:00 |  | 4
2022-08-25 06:00 |  | 7
2022-08-25 07:00 |  | 16
2022-08-25 08:00 |  | 8
2022-08-25 09:00 |  | 8
2022-08-25 10:00 |  | 4
2022-08-25 11:00 |  | 3
2022-08-25 12:00 |  | 8
2022-08-25 13:00 |  | 9
2022-08-25 14:00 |  | 7
2022-08-25 15:00 |  | 5
2022-08-25 16:00 |  | 8
2022-08-25 17:00 |  | 10
2022-08-25 18:00 |  | 12
2022-08-25 19:00 |  | 12
2022-08-25 20:00 |  | 18
2022-08-25 21:00 |  | 18
2022-08-25 22:00 |  | 19
2022-08-25 23:00 |  | 18
2022-08-26 |  | 16
2022-08-26 01:00 |  | 5
2022-08-26 02:00 |  | 8
2022-08-26 03:00 |  | 8
2022-08-26 04:00 |  | 8
2022-08-26 05:00 |  | 7
2022-08-26 06:00 |  | 8
2022-08-26 07:00 |  | 11
2022-08-26 08:00 |  | 9
2022-08-26 09:00 |  | 16
2022-08-26 10:00 |  | 7
2022-08-26 11:00 |  | 7
2022-08-26 12:00 |  | 4
2022-08-26 13:00 |  | 1
2022-08-26 14:00 |  | 1
2022-08-26 15:00 |  | 7
2022-08-26 16:00 |  | 8
2022-08-26 17:00 |  | 5
2022-08-26 18:00 |  | 8
2022-08-26 19:00 |  | 14
2022-08-26 20:00 |  | 24
2022-08-26 21:00 |  | 46
2022-08-26 22:00 |  | 56
2022-08-26 23:00 |  | 11
2022-08-27 |  | 9
2022-08-27 01:00 |  | 23
2022-08-27 02:00 |  | 16
2022-08-27 03:00 |  | 18
2022-08-27 04:00 |  | 23
2022-08-27 05:00 |  | 22
2022-08-27 06:00 |  | 20
2022-08-27 07:00 |  | 20
2022-08-27 08:00 |  | 15
2022-08-27 09:00 |  | 8
2022-08-27 10:00 |  | 5
2022-08-27 11:00 |  | 3
2022-08-27 12:00 |  | 4
2022-08-27 13:00 |  | 4
2022-08-27 14:00 |  | 4
2022-08-27 15:00 |  | 4
2022-08-27 16:00 |  | 4
2022-08-27 17:00 |  | 3
2022-08-27 18:00 |  | 5
2022-08-27 19:00 |  | 8
2022-08-27 20:00 |  | 8
2022-08-27 21:00 |  | 18
2022-08-27 22:00 |  | 16
2022-08-27 23:00 |  | 8
2022-08-28 |  | 8
2022-08-28 01:00 |  | 8
2022-08-28 02:00 |  | 7
2022-08-28 03:00 |  | 7
2022-08-28 04:00 |  | 8
2022-08-28 05:00 |  | 7
2022-08-28 06:00 |  | 5
2022-08-28 07:00 |  | 7
2022-08-28 08:00 |  | 8
2022-08-28 09:00 |  | 5
2022-08-28 10:00 |  | 3
2022-08-28 11:00 |  | 1
2022-08-28 12:00 |  | 1
2022-08-28 13:00 |  | 4
2022-08-28 14:00 |  | 4
2022-08-28 15:00 |  | 5
2022-08-28 16:00 |  | 7
2022-08-28 17:00 |  | 7
2022-08-28 18:00 |  | 20
2022-08-28 19:00 |  | 31
2022-08-28 20:00 |  | 28
2022-08-28 21:00 |  | 14
2022-08-28 22:00 |  | 12
2022-08-28 23:00 |  | 10
2022-08-29 |  | 8
2022-08-29 01:00 |  | 9
2022-08-29 02:00 |  | 22
2022-08-29 03:00 |  | 12
2022-08-29 04:00 |  | 20
2022-08-29 05:00 |  | 12
2022-08-29 06:00 |  | 16
2022-08-29 07:00 |  | 23
2022-08-29 08:00 |  | 20
2022-08-29 09:00 |  | 28
2022-08-29 10:00 |  | 10
2022-08-29 11:00 |  | 11
2022-08-29 12:00 |  | 11
2022-08-29 13:00 |  | 8
2022-08-29 14:00 |  | 7
2022-08-29 15:00 |  | 15
2022-08-29 16:00 |  | 8
2022-08-29 17:00 |  | 16
2022-08-29 18:00 |  | 30
2022-08-29 19:00 |  | 22
2022-08-29 20:00 |  | 22
2022-08-29 21:00 |  | 28
2022-08-29 22:00 |  | 31
2022-08-29 23:00 |  | 31
2022-08-30 |  | 23
2022-08-30 01:00 |  | 4
2022-08-30 02:00 |  | 7
2022-08-30 03:00 |  | 16
2022-08-30 04:00 |  | 11
2022-08-30 05:00 |  | 10
2022-08-30 06:00 |  | 11
2022-08-30 07:00 |  | 15
2022-08-30 08:00 |  | 15
2022-08-30 09:00 |  | 10
2022-08-30 10:00 |  | 20
2022-08-30 11:00 |  | 19
2022-08-30 12:00 |  | 8
2022-08-30 13:00 |  | 19
2022-08-30 14:00 |  | 12
2022-08-30 15:00 |  | 12
2022-08-30 16:00 |  | 12
2022-08-30 17:00 |  | 16
2022-08-30 18:00 |  | 35
2022-08-30 19:00 |  | 52
2022-08-30 20:00 |  | 59
2022-08-30 21:00 |  | 53
2022-08-30 22:00 |  | 52
2022-08-30 23:00 |  | 65
2022-08-31 |  | 47
2022-08-31 01:00 |  | 49
2022-08-31 02:00 |  | 39
2022-08-31 03:00 |  | 41
2022-08-31 04:00 |  | 22
2022-08-31 05:00 |  | 28
2022-08-31 06:00 |  | 27
2022-08-31 07:00 |  | 27
2022-08-31 08:00 |  | 38
2022-08-31 09:00 |  | 28
2022-08-31 10:00 |  | 16
2022-08-31 11:00 |  | 18
2022-08-31 12:00 |  | 5
2022-08-31 13:00 |  | 8
2022-08-31 14:00 |  | 9
2022-08-31 15:00 |  | 4
2022-08-31 16:00 |  | 7
2022-08-31 17:00 |  | 11
2022-08-31 18:00 |  | 18
2022-08-31 19:00 |  | 57
2022-08-31 20:00 |  | 37
2022-08-31 21:00 |  | 23
2022-08-31 22:00 |  | 7
2022-08-31 23:00 |  | 8
2022-09-01 |  | 18
2022-09-01 01:00 |  | 4
2022-09-01 02:00 |  | 5
2022-09-01 03:00 |  | 7
2022-09-01 04:00 |  | 8
2022-09-01 05:00 |  | 4
2022-09-01 06:00 |  | 4
2022-09-01 07:00 |  | 7
2022-09-01 08:00 |  | 8
2022-09-01 09:00 |  | 8
2022-09-01 10:00 |  | 5
2022-09-01 11:00 |  | 4
2022-09-01 12:00 |  | 5
2022-09-01 13:00 |  | 8
2022-09-01 14:00 |  | 8
2022-09-01 15:00 |  | 7
2022-09-01 16:00 |  | 4
2022-09-01 17:00 |  | 5
2022-09-01 18:00 |  | 8
2022-09-01 19:00 |  | 15
2022-09-01 20:00 |  | 16
2022-09-01 21:00 |  | 18
2022-09-01 22:00 |  | 19
2022-09-01 23:00 |  | 16
2022-09-02 |  | 1
2022-09-02 01:00 |  | 7
2022-09-02 02:00 |  | 8
2022-09-02 03:00 |  | 8
2022-09-02 04:00 |  | 19
2022-09-02 05:00 |  | 10
2022-09-02 06:00 |  | 8
2022-09-02 07:00 |  | 8
2022-09-02 08:00 |  | 10
2022-09-02 09:00 |  | 8
2022-09-02 10:00 |  | 4
2022-09-02 11:00 |  | 3
2022-09-02 12:00 |  | 5
2022-09-02 13:00 |  | 4
2022-09-02 14:00 |  | 3
2022-09-02 15:00 |  | 8
2022-09-02 16:00 |  | 8
2022-09-02 17:00 |  | 7
2022-09-02 18:00 |  | 22
2022-09-02 19:00 |  | 16
2022-09-02 20:00 |  | 20
2022-09-02 21:00 |  | 14
2022-09-02 22:00 |  | 15
2022-09-02 23:00 |  | 16
2022-09-03 |  | 8
2022-09-03 01:00 |  | 9
2022-09-03 02:00 |  | 10
2022-09-03 03:00 |  | 10
2022-09-03 04:00 |  | 12
2022-09-03 05:00 |  | 11
2022-09-03 06:00 |  | 10
2022-09-03 07:00 |  | 15
2022-09-03 08:00 |  | 8
2022-09-03 09:00 |  | 7
2022-09-03 10:00 |  | 4
2022-09-03 11:00 |  | 3
2022-09-03 12:00 |  | 3
2022-09-03 13:00 |  | 4
2022-09-03 14:00 |  | 3
2022-09-03 15:00 |  | 1
2022-09-03 16:00 |  | 4
2022-09-03 17:00 |  | 8
2022-09-03 18:00 |  | 15
2022-09-03 19:00 |  | 12
2022-09-03 20:00 |  | 16
2022-09-03 21:00 |  | 14
2022-09-03 22:00 |  | 14
2022-09-03 23:00 |  | 11
2022-09-04 |  | 9
2022-09-04 01:00 |  | 8
2022-09-04 02:00 |  | 7
2022-09-04 03:00 |  | 3
2022-09-04 04:00 |  | 1
2022-09-04 05:00 |  | 3
2022-09-04 06:00 |  | 5
2022-09-04 07:00 |  | 8
2022-09-04 08:00 |  | 8
2022-09-04 09:00 |  | 5
2022-09-04 10:00 |  | 1
2022-09-04 11:00 |  | 4
2022-09-04 12:00 |  | 5
2022-09-04 13:00 |  | 4
2022-09-04 14:00 |  | 1
2022-09-04 15:00 |  | 1
2022-09-04 16:00 |  | 4
2022-09-04 17:00 |  | 8
2022-09-04 18:00 |  | 12
2022-09-04 19:00 |  | 16
2022-09-04 20:00 |  | 8
2022-09-04 21:00 |  | 8
2022-09-04 22:00 |  | 8
2022-09-04 23:00 |  | 8
2022-09-05 |  | 8
2022-09-05 01:00 |  | 8
2022-09-05 02:00 |  | 8
2022-09-05 03:00 |  | 7
2022-09-05 04:00 |  | 5
2022-09-05 05:00 |  | 16
2022-09-05 06:00 |  | 11
2022-09-05 07:00 |  | 11
2022-09-05 08:00 |  | 8
2022-09-05 09:00 |  | 7
2022-09-05 10:00 |  | 15
2022-09-05 11:00 |  | 9
2022-09-05 12:00 |  | 5
2022-09-05 13:00 |  | 1
2022-09-05 14:00 |  | 1
2022-09-05 15:00 |  | 7
2022-09-05 16:00 |  | 7
2022-09-05 17:00 |  | 7
2022-09-05 18:00 |  | 22
2022-09-05 19:00 |  | 37
2022-09-05 20:00 |  | 61
2022-09-05 21:00 |  | 48
2022-09-05 22:00 |  | 52
2022-09-05 23:00 |  | 54
2022-09-06 |  | 54
2022-09-06 01:00 |  | 50
2022-09-06 02:00 |  | 42
2022-09-06 03:00 |  | 39
2022-09-06 04:00 |  | 28
2022-09-06 05:00 |  | 23
2022-09-06 06:00 |  | 23
2022-09-06 07:00 |  | 22
2022-09-06 08:00 |  | 12
2022-09-06 09:00 |  | 19
2022-09-06 10:00 |  | 30
2022-09-06 11:00 |  |  | 2.e
2022-09-06 12:00 |  | 20
2022-09-06 13:00 |  | 10
2022-09-06 14:00 |  | 9
2022-09-06 15:00 |  | 4
2022-09-06 16:00 |  | 1
2022-09-06 17:00 |  | 3
2022-09-06 18:00 |  | 8
2022-09-06 19:00 |  | 11
2022-09-06 20:00 |  | 10
2022-09-06 21:00 |  | 11
2022-09-06 22:00 |  | 7
2022-09-06 23:00 |  | 3
2022-09-07 |  | 4
2022-09-07 01:00 |  | 7
2022-09-07 02:00 |  | 4
2022-09-07 03:00 |  | 4
2022-09-07 04:00 |  | 4
2022-09-07 05:00 |  | 1
2022-09-07 06:00 |  | 1
2022-09-07 07:00 |  | 2
2022-09-07 08:00 |  | 5
2022-09-07 09:00 |  | 7
2022-09-07 10:00 |  | 3
2022-09-07 11:00 |  | 4
2022-09-07 12:00 |  | 5
2022-09-07 13:00 |  | 5
2022-09-07 14:00 |  | 8
2022-09-07 15:00 |  | 5
2022-09-07 16:00 |  | 7
2022-09-07 17:00 |  | 12
2022-09-07 18:00 |  | 10
2022-09-07 19:00 |  | 16
2022-09-07 20:00 |  | 8
2022-09-07 21:00 |  | 10
2022-09-07 22:00 |  | 18
2022-09-07 23:00 |  | 20
2022-09-08 |  | 30
2022-09-08 01:00 |  | 21
2022-09-08 02:00 |  | 27
2022-09-08 03:00 |  | 22
2022-09-08 04:00 |  | 27
2022-09-08 05:00 |  | 16
2022-09-08 06:00 |  | 18
2022-09-08 07:00 |  | 27
2022-09-08 08:00 |  | 22
2022-09-08 09:00 |  | 19
2022-09-08 10:00 |  | 14
2022-09-08 11:00 |  | 5
2022-09-08 12:00 |  | 4
2022-09-08 13:00 |  | 3
2022-09-08 14:00 |  | 4
2022-09-08 15:00 |  | 7
2022-09-08 16:00 |  | 4
2022-09-08 17:00 |  | 5
2022-09-08 18:00 |  | 18
2022-09-08 19:00 |  | 15
2022-09-08 20:00 |  | 27
2022-09-08 21:00 |  | 7
2022-09-08 22:00 |  | 5
2022-09-08 23:00 |  | 4
2022-09-09 |  | 4
2022-09-09 01:00 |  | 3
2022-09-09 02:00 |  | 3
2022-09-09 03:00 |  | 25
2022-09-09 04:00 |  | 2
2022-09-09 05:00 |  | 4
2022-09-09 06:00 |  | 7
2022-09-09 07:00 |  | 18
2022-09-09 08:00 |  | 11
2022-09-09 09:00 |  | 8
2022-09-09 10:00 |  | 4
2022-09-09 11:00 |  | 4
2022-09-09 12:00 |  | 4
2022-09-09 13:00 |  | 4
2022-09-09 14:00 |  | 3
2022-09-09 15:00 |  | 8
2022-09-09 16:00 |  | 8
2022-09-09 17:00 |  | 5
2022-09-09 18:00 |  | 4
2022-09-09 19:00 |  | 4
2022-09-09 20:00 |  | 5
2022-09-09 21:00 |  | 3
2022-09-09 22:00 |  | 8
2022-09-09 23:00 |  | 11
2022-09-10 |  | 8
2022-09-10 01:00 |  | 8
2022-09-10 02:00 |  | 8
2022-09-10 03:00 |  | 5
2022-09-10 04:00 |  | 5
2022-09-10 05:00 |  | 5
2022-09-10 06:00 |  | 4
2022-09-10 07:00 |  | 5
2022-09-10 08:00 |  | 4
2022-09-10 09:00 |  | 4
2022-09-10 10:00 |  | 5
2022-09-10 11:00 |  | 5
2022-09-10 12:00 |  | 7
2022-09-10 13:00 |  | 4
2022-09-10 14:00 |  | 1
2022-09-10 15:00 |  | 1
2022-09-10 16:00 |  | 4
2022-09-10 17:00 |  | 8
2022-09-10 18:00 |  | 10
2022-09-10 19:00 |  | 19
2022-09-10 20:00 |  | 39
2022-09-10 21:00 |  | 52
2022-09-10 22:00 |  | 49
2022-09-10 23:00 |  | 71
2022-09-11 |  | 53
2022-09-11 01:00 |  | 35
2022-09-11 02:00 |  | 18
2022-09-11 03:00 |  | 9
2022-09-11 04:00 |  | 22
2022-09-11 05:00 |  | 22
2022-09-11 06:00 |  | 18
2022-09-11 07:00 |  | 20
2022-09-11 08:00 |  | 15
2022-09-11 09:00 |  | 19
2022-09-11 10:00 |  | 18
2022-09-11 11:00 |  | 16
2022-09-11 12:00 |  | 24
2022-09-11 13:00 |  | 16
2022-09-11 14:00 |  | 9
2022-09-11 15:00 |  | 9
2022-09-11 16:00 |  | 15
2022-09-11 17:00 |  | 16
2022-09-11 18:00 |  | 24
2022-09-11 19:00 |  | 37
2022-09-11 20:00 |  | 39
2022-09-11 21:00 |  | 33
2022-09-11 22:00 |  | 57
2022-09-11 23:00 |  | 41
2022-09-12 |  | 39
2022-09-12 01:00 |  | 46
2022-09-12 02:00 |  | 30
2022-09-12 03:00 |  | 28
2022-09-12 04:00 |  | 26
2022-09-12 05:00 |  | 22
2022-09-12 06:00 |  | 27
2022-09-12 07:00 |  | 31
2022-09-12 08:00 |  | 12
2022-09-12 09:00 |  | 24
2022-09-12 10:00 |  | 16
2022-09-12 11:00 |  | 9
2022-09-12 12:00 |  | 8
2022-09-12 13:00 |  | 5
2022-09-12 14:00 |  | 5
2022-09-12 15:00 |  | 5
2022-09-12 16:00 |  | 8
2022-09-12 17:00 |  | 11
2022-09-12 18:00 |  | 26
2022-09-12 19:00 |  | 30
2022-09-12 20:00 |  | 26
2022-09-12 21:00 |  | 35
2022-09-12 22:00 |  | 37
2022-09-12 23:00 |  | 30
2022-09-13 |  | 24
2022-09-13 01:00 |  | 23
2022-09-13 02:00 |  | 24
2022-09-13 03:00 |  | 23
2022-09-13 04:00 |  | 22
2022-09-13 05:00 |  | 23
2022-09-13 06:00 |  | 25
2022-09-13 07:00 |  | 26
2022-09-13 08:00 |  | 20
2022-09-13 09:00 |  | 27
2022-09-13 10:00 |  | 18
2022-09-13 11:00 |  | 24
2022-09-13 12:00 |  | 22
2022-09-13 13:00 |  | 18
2022-09-13 14:00 |  | 18
2022-09-13 15:00 |  | 11
2022-09-13 16:00 |  | 8
2022-09-13 17:00 |  | 8
2022-09-13 18:00 |  | 16
2022-09-13 19:00 |  | 27
2022-09-13 20:00 |  | 19
2022-09-13 21:00 |  | 35
2022-09-13 22:00 |  | 59
2022-09-13 23:00 |  | 41
2022-09-14 |  | 43
2022-09-14 01:00 |  | 37
2022-09-14 02:00 |  | 34
2022-09-14 03:00 |  | 30
2022-09-14 04:00 |  | 23
2022-09-14 05:00 |  | 30
2022-09-14 06:00 |  | 42
2022-09-14 07:00 |  | 39
2022-09-14 08:00 |  | 16
2022-09-14 09:00 |  | 33
2022-09-14 10:00 |  | 22
2022-09-14 11:00 |  | 14
2022-09-14 12:00 |  | 16
2022-09-14 13:00 |  | 14
2022-09-14 14:00 |  | 12
2022-09-14 15:00 |  | 11
2022-09-14 16:00 |  | 7
2022-09-14 17:00 |  | 14
2022-09-14 18:00 |  | 23
2022-09-14 19:00 |  | 26
2022-09-14 20:00 |  | 18
2022-09-14 21:00 |  | 31
2022-09-14 22:00 |  | 18
2022-09-14 23:00 |  | 16
2022-09-15 |  | 12
2022-09-15 01:00 |  | 18
2022-09-15 02:00 |  | 14
2022-09-15 03:00 |  | 12
2022-09-15 04:00 |  | 11
2022-09-15 05:00 |  | 8
2022-09-15 06:00 |  | 8
2022-09-15 07:00 |  | 9
2022-09-15 08:00 |  | 8
2022-09-15 09:00 |  | 11
2022-09-15 10:00 |  | 11
2022-09-15 11:00 |  | 8
2022-09-15 12:00 |  | 6
2022-09-15 13:00 |  | 4
2022-09-15 14:00 |  | 1
2022-09-15 15:00 |  | 3
2022-09-15 16:00 |  | 7
2022-09-15 17:00 |  | 8
2022-09-15 18:00 |  | 8
2022-09-15 19:00 |  | 7
2022-09-15 20:00 |  | 5
2022-09-15 21:00 |  | 8
2022-09-15 22:00 |  | 8
2022-09-15 23:00 |  | 8
2022-09-16 |  | 8
2022-09-16 01:00 |  | 7
2022-09-16 02:00 |  | 4
2022-09-16 03:00 |  | 3
2022-09-16 04:00 |  | 4
2022-09-16 05:00 |  | 7
2022-09-16 06:00 |  | 4
2022-09-16 07:00 |  | 5
2022-09-16 08:00 |  | 6
2022-09-16 09:00 |  | 4
2022-09-16 10:00 |  | 4
2022-09-16 11:00 |  | 4
2022-09-16 12:00 |  | 8
2022-09-16 13:00 |  | 10
2022-09-16 14:00 |  | 8
2022-09-16 15:00 |  | 8
2022-09-16 16:00 |  | 10
2022-09-16 17:00 |  | 8
2022-09-16 18:00 |  | 16
2022-09-16 19:00 |  | 8
2022-09-16 20:00 |  | 15
2022-09-16 21:00 |  | 4
2022-09-16 22:00 |  | 3
2022-09-16 23:00 |  | 5
2022-09-17 |  | 8
2022-09-17 01:00 |  | 8
2022-09-17 02:00 |  | 4
2022-09-17 03:00 |  | 3
2022-09-17 04:00 |  | 4
2022-09-17 05:00 |  | 1
2022-09-17 06:00 |  | 1
2022-09-17 07:00 |  | 1
2022-09-17 08:00 |  | 1
2022-09-17 09:00 |  | 4
2022-09-17 10:00 |  | 4
2022-09-17 11:00 |  | 7
2022-09-17 12:00 |  | 8
2022-09-17 13:00 |  | 7
2022-09-17 14:00 |  | 8
2022-09-17 15:00 |  | 9
2022-09-17 16:00 |  | 10
2022-09-17 17:00 |  | 11
2022-09-17 18:00 |  | 15
2022-09-17 19:00 |  | 37
2022-09-17 20:00 |  | 20
2022-09-17 21:00 |  | 5
2022-09-17 22:00 |  | 7
2022-09-17 23:00 |  | 15
2022-09-18 |  | 15
2022-09-18 01:00 |  | 11
2022-09-18 02:00 |  | 8
2022-09-18 03:00 |  | 5
2022-09-18 04:00 |  | 7
2022-09-18 05:00 |  | 16
2022-09-18 06:00 |  | 8
2022-09-18 07:00 |  | 15
2022-09-18 08:00 |  | 28
2022-09-18 09:00 |  | 4
2022-09-18 10:00 |  | 5
2022-09-18 11:00 |  | 4
2022-09-18 12:00 |  | 5
2022-09-18 13:00 |  | 8
2022-09-18 14:00 |  | 8
2022-09-18 15:00 |  | 6
2022-09-18 16:00 |  | 1
2022-09-18 17:00 |  | 3
2022-09-18 18:00 |  | 8
2022-09-18 19:00 |  | 31
2022-09-18 20:00 |  | 54
2022-09-18 21:00 |  | 30
2022-09-18 22:00 |  | 10
2022-09-18 23:00 |  | 8
2022-09-19 |  | 8
2022-09-19 01:00 |  | 11
2022-09-19 02:00 |  | 7
2022-09-19 03:00 |  | 7
2022-09-19 04:00 |  | 7
2022-09-19 05:00 |  | 8
2022-09-19 06:00 |  | 8
2022-09-19 07:00 |  | 8
2022-09-19 08:00 |  | 7
2022-09-19 09:00 |  | 5
2022-09-19 10:00 |  | 3
2022-09-19 11:00 |  | 1
2022-09-19 12:00 |  | 3
2022-09-19 13:00 |  | 4
2022-09-19 14:00 |  | 4
2022-09-19 15:00 |  | 3
2022-09-19 16:00 |  | 1
2022-09-19 17:00 |  | 4
2022-09-19 18:00 |  | 8
2022-09-19 19:00 |  | 11
2022-09-19 20:00 |  | 16
2022-09-19 21:00 |  | 15
2022-09-19 22:00 |  | 1
2022-09-19 23:00 |  | 4
2022-09-20 |  | 5
2022-09-20 01:00 |  | 4
2022-09-20 02:00 |  | 5
2022-09-20 03:00 |  | 7
2022-09-20 04:00 |  | 15
2022-09-20 05:00 |  | 14
2022-09-20 06:00 |  | 14
2022-09-20 07:00 |  | 23
2022-09-20 08:00 |  | 11
2022-09-20 09:00 |  | 10
2022-09-20 10:00 |  | 9
2022-09-20 11:00 |  | 8
2022-09-20 12:00 |  | 5
2022-09-20 13:00 |  | 3
2022-09-20 14:00 |  | 3
2022-09-20 15:00 |  | 4
2022-09-20 16:00 |  | 3
2022-09-20 17:00 |  | 1
2022-09-20 18:00 |  | 7
2022-09-20 19:00 |  | 8
2022-09-20 20:00 |  | 8
2022-09-20 21:00 |  | 10
2022-09-20 22:00 |  | 8
2022-09-20 23:00 |  | 5
2022-09-21 |  | 5
2022-09-21 01:00 |  | 1
2022-09-21 02:00 |  | 4
2022-09-21 03:00 |  | 9
2022-09-21 04:00 |  | 8
2022-09-21 05:00 |  | 8
2022-09-21 06:00 |  | 10
2022-09-21 07:00 |  | 18
2022-09-21 08:00 |  | 8
2022-09-21 09:00 |  | 5
2022-09-21 10:00 |  | 6
2022-09-21 11:00 |  | 8
2022-09-21 12:00 |  | 8
2022-09-21 13:00 |  | 5
2022-09-21 14:00 |  | 1
2022-09-21 15:00 |  | 3
2022-09-21 16:00 |  | 6
2022-09-21 17:00 |  | 7
2022-09-21 18:00 |  | 9
2022-09-21 19:00 |  | 23
2022-09-21 20:00 |  | 16
2022-09-21 21:00 |  | 20
2022-09-21 22:00 |  | 15
2022-09-21 23:00 |  | 18
2022-09-22 |  | 5
2022-09-22 01:00 |  | 7
2022-09-22 02:00 |  | 10
2022-09-22 03:00 |  | 12
2022-09-22 04:00 |  | 8
2022-09-22 05:00 |  | 4
2022-09-22 06:00 |  | 8
2022-09-22 07:00 |  | 10
2022-09-22 08:00 |  | 6
2022-09-22 09:00 |  | 16
2022-09-22 10:00 |  | 8
2022-09-22 11:00 |  | 10
2022-09-22 12:00 |  | 7
2022-09-22 13:00 |  | 3
2022-09-22 14:00 |  | 5
2022-09-22 15:00 |  | 4
2022-09-22 16:00 |  | 4
2022-09-22 17:00 |  | 5
2022-09-22 18:00 |  | 10
2022-09-22 19:00 |  | 18
2022-09-22 20:00 |  | 24
2022-09-22 21:00 |  | 16
2022-09-22 22:00 |  | 9
2022-09-22 23:00 |  | 8
2022-09-23 |  | 7
2022-09-23 01:00 |  | 5
2022-09-23 02:00 |  | 8
2022-09-23 03:00 |  | 5
2022-09-23 04:00 |  | 7
2022-09-23 05:00 |  | 8
2022-09-23 06:00 |  | 8
2022-09-23 07:00 |  | 16
2022-09-23 08:00 |  | 12
2022-09-23 09:00 |  | 9
2022-09-23 10:00 |  | 8
2022-09-23 11:00 |  | 6
2022-09-23 12:00 |  | 1
2022-09-23 13:00 |  | 3
2022-09-23 14:00 |  | 4
2022-09-23 15:00 |  | 1
2022-09-23 16:00 |  | 1
2022-09-23 17:00 |  | 3
2022-09-23 18:00 |  | 5
2022-09-23 19:00 |  | 4
2022-09-23 20:00 |  | 7
2022-09-23 21:00 |  | 15
2022-09-23 22:00 |  | 10
2022-09-23 23:00 |  | 8
2022-09-24 |  | 8
2022-09-24 01:00 |  | 6
2022-09-24 02:00 |  | 3
2022-09-24 03:00 |  | 4
2022-09-24 04:00 |  | 5
2022-09-24 05:00 |  | 5
2022-09-24 06:00 |  | 4
2022-09-24 07:00 |  | 4
2022-09-24 08:00 |  | 4
2022-09-24 09:00 |  | 7
2022-09-24 10:00 |  | 5
2022-09-24 11:00 |  | 3
2022-09-24 12:00 |  | 1
2022-09-24 13:00 |  | 1
2022-09-24 14:00 |  | 3
2022-09-24 15:00 |  | 4
2022-09-24 16:00 |  | 6
2022-09-24 17:00 |  | 4
2022-09-24 18:00 |  | 3
2022-09-24 19:00 |  | 25
2022-09-24 20:00 |  | 18
2022-09-24 21:00 |  | 18
2022-09-24 22:00 |  | 18
2022-09-24 23:00 |  | 7
2022-09-25 |  | 8
2022-09-25 01:00 |  | 11
2022-09-25 02:00 |  | 10
2022-09-25 03:00 |  | 10
2022-09-25 04:00 |  | 12
2022-09-25 05:00 |  | 11
2022-09-25 06:00 |  | 8
2022-09-25 07:00 |  | 8
2022-09-25 08:00 |  | 11
2022-09-25 09:00 |  | 12
2022-09-25 10:00 |  | 19
2022-09-25 11:00 |  | 4
2022-09-25 12:00 |  | 3
2022-09-25 13:00 |  | 5
2022-09-25 14:00 |  | 4
2022-09-25 15:00 |  | 1
2022-09-25 16:00 |  | 5
2022-09-25 17:00 |  | 7
2022-09-25 18:00 |  | 7
2022-09-25 19:00 |  | 8
2022-09-25 20:00 |  | 8
2022-09-25 21:00 |  | 10
2022-09-25 22:00 |  | 8
2022-09-25 23:00 |  | 7
2022-09-26 |  | 8
2022-09-26 01:00 |  | 7
2022-09-26 02:00 |  | 2
2022-09-26 03:00 |  | 3
2022-09-26 04:00 |  | 4
2022-09-26 05:00 |  | 5
2022-09-26 06:00 |  | 8
2022-09-26 07:00 |  | 9
2022-09-26 08:00 |  | 8
2022-09-26 09:00 |  | 3
2022-09-26 10:00 |  | 5
2022-09-26 11:00 |  |  | 2.e
2022-09-26 12:00 |  |  | 2.e
2022-09-26 13:00 |  |  | 2.e
2022-09-26 14:00 |  |  | 2.e
2022-09-26 15:00 |  |  | 2.e
2022-09-26 16:00 |  |  | 2.e
2022-09-26 17:00 |  |  | 2.e
2022-09-26 18:00 |  |  | 2.e
2022-09-26 19:00 |  |  | 2.e
2022-09-26 20:00 |  |  | 2.e
2022-09-26 21:00 |  |  | 2.e
2022-09-26 22:00 |  |  | 2.e
2022-09-26 23:00 |  |  | 2.e
2022-09-27 |  |  | 2.e
2022-09-27 01:00 |  |  | 2.e
2022-09-27 02:00 |  |  | 2.e
2022-09-27 03:00 |  |  | 2.e
2022-09-27 04:00 |  |  | 2.e
2022-09-27 05:00 |  |  | 2.e
2022-09-27 06:00 |  |  | 2.e
2022-09-27 07:00 |  |  | 2.e
2022-09-27 08:00 |  |  | 2.e
2022-09-27 09:00 |  |  | 2.e
2022-09-27 10:00 |  |  | 2.e
2022-09-27 11:00 |  |  | 2.e
2022-09-27 12:00 |  |  | 2.e
2022-09-27 13:00 |  |  | 2.e
2022-09-27 14:00 |  |  | 2.e
2022-09-27 15:00 |  |  | 2.e
2022-09-27 16:00 |  |  | 2.e
2022-09-27 17:00 |  |  | 2.e
2022-09-27 18:00 |  |  | 2.e
2022-09-27 19:00 |  |  | 2.e
2022-09-27 20:00 |  |  | 2.e
2022-09-27 21:00 |  |  | 2.e
2022-09-27 22:00 |  |  | 2.e
2022-09-27 23:00 |  |  | 2.e
2022-09-28 |  |  | 2.e
2022-09-28 01:00 |  |  | 2.e
2022-09-28 02:00 |  |  | 2.e
2022-09-28 03:00 |  |  | 2.e
2022-09-28 04:00 |  |  | 2.e
2022-09-28 05:00 |  |  | 2.e
2022-09-28 06:00 |  |  | 2.e
2022-09-28 07:00 |  |  | 2.e
2022-09-28 08:00 |  |  | 2.e
2022-09-28 09:00 |  |  | 2.e
2022-09-28 10:00 |  |  | 2.e
2022-09-28 11:00 |  |  | 2.e
2022-09-28 12:00 |  |  | 2.e
2022-09-28 13:00 |  |  | 2.e
2022-09-28 14:00 |  |  | 2.e
2022-09-28 15:00 |  |  | 2.e
2022-09-28 16:00 |  |  | 2.e
2022-09-28 17:00 |  |  | 2.e
2022-09-28 18:00 |  |  | 2.e
2022-09-28 19:00 |  |  | 2.e
2022-09-28 20:00 |  |  | 2.e
2022-09-28 21:00 |  |  | 2.e
2022-09-28 22:00 |  |  | 2.e
2022-09-28 23:00 |  |  | 2.e
2022-09-29 |  |  | 2.e
2022-09-29 01:00 |  |  | 2.e
2022-09-29 02:00 |  |  | 2.e
2022-09-29 03:00 |  |  | 2.e
2022-09-29 04:00 |  |  | 2.e
2022-09-29 05:00 |  |  | 2.e
2022-09-29 06:00 |  |  | 2.e
2022-09-29 07:00 |  |  | 2.e
2022-09-29 08:00 |  |  | 2.e
2022-09-29 09:00 |  |  | 2.e
2022-09-29 10:00 |  |  | 2.e
2022-09-29 11:00 |  |  | 2.e
2022-09-29 12:00 |  |  | 2.e
2022-09-29 13:00 |  |  | 2.e
2022-09-29 14:00 |  | 20
2022-09-29 15:00 |  | 9
2022-09-29 16:00 |  | 8
2022-09-29 17:00 |  | 8
2022-09-29 18:00 |  | 12
2022-09-29 19:00 |  | 11
2022-09-29 20:00 |  | 11
2022-09-29 21:00 |  | 15
2022-09-29 22:00 |  | 10
2022-09-29 23:00 |  | 10
2022-09-30 |  | 8
2022-09-30 01:00 |  | 9
2022-09-30 02:00 |  | 8
2022-09-30 03:00 |  | 8
2022-09-30 04:00 |  | 14
2022-09-30 05:00 |  | 8
2022-09-30 06:00 |  | 10
2022-09-30 07:00 |  | 8
2022-09-30 08:00 |  | 5
2022-09-30 09:00 |  | 5
2022-09-30 10:00 |  | 5
2022-09-30 11:00 |  | 5
2022-09-30 12:00 |  | 9
2022-09-30 13:00 |  | 8
2022-09-30 14:00 |  | 5
2022-09-30 15:00 |  | 8
2022-09-30 16:00 |  | 7
2022-09-30 17:00 |  | 4
2022-09-30 18:00 |  | 5
2022-09-30 19:00 |  | 8
2022-09-30 20:00 |  | 9
2022-09-30 21:00 |  | 11
2022-09-30 22:00 |  | 11
2022-09-30 23:00 |  | 8
2022-10-01 |  | 8
2022-10-01 01:00 |  | 10
2022-10-01 02:00 |  | 7
2022-10-01 03:00 |  | 4
2022-10-01 04:00 |  | 5
2022-10-01 05:00 |  | 6
2022-10-01 06:00 |  | 4
2022-10-01 07:00 |  | 4
2022-10-01 08:00 |  | 1
2022-10-01 09:00 |  | 3
2022-10-01 10:00 |  | 4
2022-10-01 11:00 |  | 1
2022-10-01 12:00 |  | 1
2022-10-01 13:00 |  | 1
2022-10-01 14:00 |  | 5
2022-10-01 15:00 |  | 4
2022-10-01 16:00 |  | 1
2022-10-01 17:00 |  | 1
2022-10-01 18:00 |  | 4
2022-10-01 19:00 |  | 27
2022-10-01 20:00 |  | 22
2022-10-01 21:00 |  | 30
2022-10-01 22:00 |  | 20
2022-10-01 23:00 |  | 18
2022-10-02 |  | 22
2022-10-02 01:00 |  | 20
2022-10-02 02:00 |  | 30
2022-10-02 03:00 |  | 24
2022-10-02 04:00 |  | 24
2022-10-02 05:00 |  | 16
2022-10-02 06:00 |  | 18
2022-10-02 07:00 |  | 23
2022-10-02 08:00 |  | 25
2022-10-02 09:00 |  | 30
2022-10-02 10:00 |  | 18
2022-10-02 11:00 |  | 11
2022-10-02 12:00 |  | 11
2022-10-02 13:00 |  | 10
2022-10-02 14:00 |  | 7
2022-10-02 15:00 |  | 5
2022-10-02 16:00 |  | 4
2022-10-02 17:00 |  | 5
2022-10-02 18:00 |  | 10
2022-10-02 19:00 |  | 9
2022-10-02 20:00 |  | 8
2022-10-02 21:00 |  | 8
2022-10-02 22:00 |  | 8
2022-10-02 23:00 |  | 15
2022-10-03 |  | 8
2022-10-03 01:00 |  | 9
2022-10-03 02:00 |  | 9
2022-10-03 03:00 |  | 8
2022-10-03 04:00 |  | 8
2022-10-03 05:00 |  | 12
2022-10-03 06:00 |  | 16
2022-10-03 07:00 |  | 15
2022-10-03 08:00 |  | 8
2022-10-03 09:00 |  | 9
2022-10-03 10:00 |  | 15
2022-10-03 11:00 |  | 48
2022-10-03 12:00 |  | 5
2022-10-03 13:00 |  | 7
2022-10-03 14:00 |  | 6
2022-10-03 15:00 |  | 5
2022-10-03 16:00 |  | 8
2022-10-03 17:00 |  | 8
2022-10-03 18:00 |  | 8
2022-10-03 19:00 |  | 15
2022-10-03 20:00 |  | 18
2022-10-03 21:00 |  | 20
2022-10-03 22:00 |  | 18
2022-10-03 23:00 |  | 19
2022-10-04 |  | 22
2022-10-04 01:00 |  | 19
2022-10-04 02:00 |  | 15
2022-10-04 03:00 |  | 8
2022-10-04 04:00 |  | 11
2022-10-04 05:00 |  | 13
2022-10-04 06:00 |  | 12
2022-10-04 07:00 |  | 11
2022-10-04 08:00 |  | 15
2022-10-04 09:00 |  | 15
2022-10-04 10:00 |  | 3
2022-10-04 11:00 |  | 4
2022-10-04 12:00 |  | 6
2022-10-04 13:00 |  | 7
2022-10-04 14:00 |  | 8
2022-10-04 15:00 |  | 9
2022-10-04 16:00 |  | 5
2022-10-04 17:00 |  | 3
2022-10-04 18:00 |  | 8
2022-10-04 19:00 |  | 8
2022-10-04 20:00 |  | 10
2022-10-04 21:00 |  | 18
2022-10-04 22:00 |  | 16
2022-10-04 23:00 |  | 18
2022-10-05 |  | 15
2022-10-05 01:00 |  | 12
2022-10-05 02:00 |  | 10
2022-10-05 03:00 |  | 8
2022-10-05 04:00 |  | 5
2022-10-05 05:00 |  | 7
2022-10-05 06:00 |  | 18
2022-10-05 07:00 |  | 10
2022-10-05 08:00 |  | 7
2022-10-05 09:00 |  | 7
2022-10-05 10:00 |  | 20
2022-10-05 11:00 |  | 8
2022-10-05 12:00 |  | 7
2022-10-05 13:00 |  | 4
2022-10-05 14:00 |  | 4
2022-10-05 15:00 |  | 5
2022-10-05 16:00 |  | 8
2022-10-05 17:00 |  | 7
2022-10-05 18:00 |  | 7
2022-10-05 19:00 |  | 8
2022-10-05 20:00 |  | 7
2022-10-05 21:00 |  | 5
2022-10-05 22:00 |  | 3
2022-10-05 23:00 |  | 1
2022-10-06 |  | 1
2022-10-06 01:00 |  | 1
2022-10-06 02:00 |  | 3
2022-10-06 03:00 |  | 1
2022-10-06 04:00 |  | 3
2022-10-06 05:00 |  | 7
2022-10-06 06:00 |  | 4
2022-10-06 07:00 |  | 1
2022-10-06 08:00 |  | 5
2022-10-06 09:00 |  | 7
2022-10-06 10:00 |  | 7
2022-10-06 11:00 |  | 7
2022-10-06 12:00 |  | 4
2022-10-06 13:00 |  | 1
2022-10-06 14:00 |  | 1
2022-10-06 15:00 |  | 3
2022-10-06 16:00 |  | 7
2022-10-06 17:00 |  | 8
2022-10-06 18:00 |  | 8
2022-10-06 19:00 |  | 8
2022-10-06 20:00 |  | 7
2022-10-06 21:00 |  | 4
2022-10-06 22:00 |  | 5
2022-10-06 23:00 |  | 4
2022-10-07 |  | 1
2022-10-07 01:00 |  | 1
2022-10-07 02:00 |  | 5
2022-10-07 03:00 |  | 3
2022-10-07 04:00 |  | 3
2022-10-07 05:00 |  | 4
2022-10-07 06:00 |  | 3
2022-10-07 07:00 |  | 4
2022-10-07 08:00 |  | 3
2022-10-07 09:00 |  | 1
2022-10-07 10:00 |  | 1
2022-10-07 11:00 |  | 3
2022-10-07 12:00 |  | 3
2022-10-07 13:00 |  | 1
2022-10-07 14:00 |  | 3
2022-10-07 15:00 |  | 5
2022-10-07 16:00 |  | 8
2022-10-07 17:00 |  | 8
2022-10-07 18:00 |  | 8
2022-10-07 19:00 |  | 9
2022-10-07 20:00 |  | 8
2022-10-07 21:00 |  | 8
2022-10-07 22:00 |  | 11
2022-10-07 23:00 |  | 14
2022-10-08 |  | 16
2022-10-08 01:00 |  | 15
2022-10-08 02:00 |  | 10
2022-10-08 03:00 |  | 9
2022-10-08 04:00 |  | 7
2022-10-08 05:00 |  | 5
2022-10-08 06:00 |  | 7
2022-10-08 07:00 |  | 7
2022-10-08 08:00 |  | 5
2022-10-08 09:00 |  | 7
2022-10-08 10:00 |  | 4
2022-10-08 11:00 |  | 1
2022-10-08 12:00 |  | 4
2022-10-08 13:00 |  | 1
2022-10-08 14:00 |  | 1
2022-10-08 15:00 |  | 4
2022-10-08 16:00 |  | 5
2022-10-08 17:00 |  | 4
2022-10-08 18:00 |  | 7
2022-10-08 19:00 |  | 10
2022-10-08 20:00 |  | 11
2022-10-08 21:00 |  | 16
2022-10-08 22:00 |  | 8
2022-10-08 23:00 |  | 8
2022-10-09 |  | 7
2022-10-09 01:00 |  | 7
2022-10-09 02:00 |  | 8
2022-10-09 03:00 |  | 8
2022-10-09 04:00 |  | 7
2022-10-09 05:00 |  | 4
2022-10-09 06:00 |  | 7
2022-10-09 07:00 |  | 5
2022-10-09 08:00 |  | 8
2022-10-09 09:00 |  | 10
2022-10-09 10:00 |  | 5
2022-10-09 11:00 |  | 4
2022-10-09 12:00 |  | 4
2022-10-09 13:00 |  | 4
2022-10-09 14:00 |  | 4
2022-10-09 15:00 |  | 4
2022-10-09 16:00 |  | 6
2022-10-09 17:00 |  | 8
2022-10-09 18:00 |  | 7
2022-10-09 19:00 |  | 8
2022-10-09 20:00 |  | 8
2022-10-09 21:00 |  | 4
2022-10-09 22:00 |  | 5
2022-10-09 23:00 |  | 6
2022-10-10 |  | 4
2022-10-10 01:00 |  | 5
2022-10-10 02:00 |  | 5
2022-10-10 03:00 |  | 7
2022-10-10 04:00 |  | 10
2022-10-10 05:00 |  | 7
2022-10-10 06:00 |  | 19
2022-10-10 07:00 |  | 4
2022-10-10 08:00 |  | 4
2022-10-10 09:00 |  | 4
2022-10-10 10:00 |  | 5
2022-10-10 11:00 |  | 8
2022-10-10 12:00 |  | 7
2022-10-10 13:00 |  | 1
2022-10-10 14:00 |  | 1
2022-10-10 15:00 |  | 3
2022-10-10 16:00 |  | 3
2022-10-10 17:00 |  | 3
2022-10-10 18:00 |  | 3
2022-10-10 19:00 |  | 4
2022-10-10 20:00 |  | 8
2022-10-10 21:00 |  | 8
2022-10-10 22:00 |  | 8
2022-10-10 23:00 |  | 12
2022-10-11 |  | 9
2022-10-11 01:00 |  | 7
2022-10-11 02:00 |  | 5
2022-10-11 03:00 |  | 4
2022-10-11 04:00 |  | 4
2022-10-11 05:00 |  | 4
2022-10-11 06:00 |  | 3
2022-10-11 07:00 |  | 3
2022-10-11 08:00 |  | 6
2022-10-11 09:00 |  | 8
2022-10-11 10:00 |  | 8
2022-10-11 11:00 |  |  | 2.e
2022-10-11 12:00 |  |  | 2.e
2022-10-11 13:00 |  | 5
2022-10-11 14:00 |  | 4
2022-10-11 15:00 |  | 7
2022-10-11 16:00 |  | 8
2022-10-11 17:00 |  | 8
2022-10-11 18:00 |  | 10
2022-10-11 19:00 |  | 9
2022-10-11 20:00 |  | 20
2022-10-11 21:00 |  | 27
2022-10-11 22:00 |  | 32
2022-10-11 23:00 |  | 23
2022-10-12 |  | 11
2022-10-12 01:00 |  | 11
2022-10-12 02:00 |  | 7
2022-10-12 03:00 |  | 3
2022-10-12 04:00 |  | 7
2022-10-12 05:00 |  | 7
2022-10-12 06:00 |  | 5
2022-10-12 07:00 |  | 5
2022-10-12 08:00 |  | 4
2022-10-12 09:00 |  | 5
2022-10-12 10:00 |  | 4
2022-10-12 11:00 |  | 5
2022-10-12 12:00 |  | 5
2022-10-12 13:00 |  | 3
2022-10-12 14:00 |  | 3
2022-10-12 15:00 |  | 3
2022-10-12 16:00 |  | 1
2022-10-12 17:00 |  | 1
2022-10-12 18:00 |  | 5
2022-10-12 19:00 |  | 7
2022-10-12 20:00 |  | 8
2022-10-12 21:00 |  | 7
2022-10-12 22:00 |  | 4
2022-10-12 23:00 |  | 5
2022-10-13 |  | 8
2022-10-13 01:00 |  | 5
2022-10-13 02:00 |  | 1
2022-10-13 03:00 |  | 3
2022-10-13 04:00 |  | 3
2022-10-13 05:00 |  | 1
2022-10-13 06:00 |  | 5
2022-10-13 07:00 |  | 8
2022-10-13 08:00 |  | 5
2022-10-13 09:00 |  | 2
2022-10-13 10:00 |  | 1
2022-10-13 11:00 |  | 4
2022-10-13 12:00 |  | 8
2022-10-13 13:00 |  | 4
2022-10-13 14:00 |  | 5
2022-10-13 15:00 |  | 6
2022-10-13 16:00 |  | 4
2022-10-13 17:00 |  | 4
2022-10-13 18:00 |  | 4
2022-10-13 19:00 |  | 8
2022-10-13 20:00 |  | 10
2022-10-13 21:00 |  | 11
2022-10-13 22:00 |  | 11
2022-10-13 23:00 |  | 7
2022-10-14 |  | 7
2022-10-14 01:00 |  | 11
2022-10-14 02:00 |  | 8
2022-10-14 03:00 |  | 18
2022-10-14 04:00 |  | 8
2022-10-14 05:00 |  | 8
2022-10-14 06:00 |  | 8
2022-10-14 07:00 |  | 8
2022-10-14 08:00 |  | 7
2022-10-14 09:00 |  | 1
2022-10-14 10:00 |  | 1
2022-10-14 11:00 |  | 4
2022-10-14 12:00 |  | 3
2022-10-14 13:00 |  | 1
2022-10-14 14:00 |  | 1
2022-10-14 15:00 |  | 1
2022-10-14 16:00 |  | 7
2022-10-14 17:00 |  | 6
2022-10-14 18:00 |  | 7
2022-10-14 19:00 |  | 8
2022-10-14 20:00 |  | 9
2022-10-14 21:00 |  | 8
2022-10-14 22:00 |  | 5
2022-10-14 23:00 |  | 4
2022-10-15 |  | 3
2022-10-15 01:00 |  | 3
2022-10-15 02:00 |  | 4
2022-10-15 03:00 |  | 5
2022-10-15 04:00 |  | 7
2022-10-15 05:00 |  | 8
2022-10-15 06:00 |  | 5
2022-10-15 07:00 |  | 4
2022-10-15 08:00 |  | 7
2022-10-15 09:00 |  | 5
2022-10-15 10:00 |  | 4
2022-10-15 11:00 |  | 4
2022-10-15 12:00 |  | 5
2022-10-15 13:00 |  | 3
2022-10-15 14:00 |  | 1
2022-10-15 15:00 |  | 1
2022-10-15 16:00 |  | 4
2022-10-15 17:00 |  | 4
2022-10-15 18:00 |  | 1
2022-10-15 19:00 |  | 1
2022-10-15 20:00 |  | 1
2022-10-15 21:00 |  | 4
2022-10-15 22:00 |  | 1
2022-10-15 23:00 |  | 3
2022-10-16 |  | 4
2022-10-16 01:00 |  | 1
2022-10-16 02:00 |  | 3
2022-10-16 03:00 |  | 5
2022-10-16 04:00 |  | 1
2022-10-16 05:00 |  | 1
2022-10-16 06:00 |  | 5
2022-10-16 07:00 |  | 7
2022-10-16 08:00 |  | 5
2022-10-16 09:00 |  | 1
2022-10-16 10:00 |  | 1
2022-10-16 11:00 |  | 4
2022-10-16 12:00 |  | 1
2022-10-16 13:00 |  | 1
2022-10-16 14:00 |  | 1
2022-10-16 15:00 |  | 1
2022-10-16 16:00 |  | 5
2022-10-16 17:00 |  | 6
2022-10-16 18:00 |  | 4
2022-10-16 19:00 |  | 15
2022-10-16 20:00 |  | 8
2022-10-16 21:00 |  | 7
2022-10-16 22:00 |  | 5
2022-10-16 23:00 |  | 7
2022-10-17 |  | 5
2022-10-17 01:00 |  | 8
2022-10-17 02:00 |  | 8
2022-10-17 03:00 |  | 4
2022-10-17 04:00 |  | 7
2022-10-17 05:00 |  | 7
2022-10-17 06:00 |  | 8
2022-10-17 07:00 |  | 8
2022-10-17 08:00 |  | 15
2022-10-17 09:00 |  | 7
2022-10-17 10:00 |  | 8
2022-10-17 11:00 |  | 8
2022-10-17 12:00 |  | 10
2022-10-17 13:00 |  | 8
2022-10-17 14:00 |  | 5
2022-10-17 15:00 |  | 5
2022-10-17 16:00 |  | 3
2022-10-17 17:00 |  | 5
2022-10-17 18:00 |  | 7
2022-10-17 19:00 |  | 4
2022-10-17 20:00 |  | 8
2022-10-17 21:00 |  | 16
2022-10-17 22:00 |  | 10
2022-10-17 23:00 |  | 11
2022-10-18 |  | 12
2022-10-18 01:00 |  | 11
2022-10-18 02:00 |  | 8
2022-10-18 03:00 |  | 8
2022-10-18 04:00 |  | 8
2022-10-18 05:00 |  | 7
2022-10-18 06:00 |  | 4
2022-10-18 07:00 |  | 4
2022-10-18 08:00 |  | 5
2022-10-18 09:00 |  | 7
2022-10-18 10:00 |  | 8
2022-10-18 11:00 |  | 5
2022-10-18 12:00 |  | 4
2022-10-18 13:00 |  | 8
2022-10-18 14:00 |  | 4
2022-10-18 15:00 |  | 3
2022-10-18 16:00 |  | 8
2022-10-18 17:00 |  | 9
2022-10-18 18:00 |  | 8
2022-10-18 19:00 |  | 18
2022-10-18 20:00 |  | 16
2022-10-18 21:00 |  | 24
2022-10-18 22:00 |  | 19
2022-10-18 23:00 |  | 11
2022-10-19 |  | 11
2022-10-19 01:00 |  | 8
2022-10-19 02:00 |  | 8
2022-10-19 03:00 |  | 11
2022-10-19 04:00 |  | 11
2022-10-19 05:00 |  | 8
2022-10-19 06:00 |  | 4
2022-10-19 07:00 |  | 15
2022-10-19 08:00 |  | 15
2022-10-19 09:00 |  | 10
2022-10-19 10:00 |  | 11
2022-10-19 11:00 |  | 28
2022-10-19 12:00 |  | 9
2022-10-19 13:00 |  | 19
2022-10-19 14:00 |  | 20
2022-10-19 15:00 |  | 18
2022-10-19 16:00 |  | 26
2022-10-19 17:00 |  | 15
2022-10-19 18:00 |  | 14
2022-10-19 19:00 |  | 12
2022-10-19 20:00 |  | 8
2022-10-19 21:00 |  | 4
2022-10-19 22:00 |  | 5
2022-10-19 23:00 |  | 7
2022-10-20 |  | 5
2022-10-20 01:00 |  | 5
2022-10-20 02:00 |  | 4
2022-10-20 03:00 |  | 5
2022-10-20 04:00 |  | 5
2022-10-20 05:00 |  | 4
2022-10-20 06:00 |  | 4
2022-10-20 07:00 |  | 16
2022-10-20 08:00 |  | 3
2022-10-20 09:00 |  | 8
2022-10-20 10:00 |  | 11
2022-10-20 11:00 |  | 10
2022-10-20 12:00 |  | 7
2022-10-20 13:00 |  |  | 2.e
2022-10-20 14:00 |  |  | 2.e
2022-10-20 15:00 |  | 8
2022-10-20 16:00 |  | 5
2022-10-20 17:00 |  | 3
2022-10-20 18:00 |  | 4
2022-10-20 19:00 |  | 8
2022-10-20 20:00 |  | 8
2022-10-20 21:00 |  | 7
2022-10-20 22:00 |  | 4
2022-10-20 23:00 |  | 1
2022-10-21 |  | 1
2022-10-21 01:00 |  | 1
2022-10-21 02:00 |  | 1
2022-10-21 03:00 |  | 1
2022-10-21 04:00 |  | 1
2022-10-21 05:00 |  | 3
2022-10-21 06:00 |  | 5
2022-10-21 07:00 |  | 6
2022-10-21 08:00 |  | 1
2022-10-21 09:00 |  | 4
2022-10-21 10:00 |  | 7
2022-10-21 11:00 |  | 3
2022-10-21 12:00 |  | 3
2022-10-21 13:00 |  | 1
2022-10-21 14:00 |  | 1
2022-10-21 15:00 |  | 1
2022-10-21 16:00 |  | 1
2022-10-21 17:00 |  | 1
2022-10-21 18:00 |  | 4
2022-10-21 19:00 |  | 8
2022-10-21 20:00 |  | 10
2022-10-21 21:00 |  | 8
2022-10-21 22:00 |  | 7
2022-10-21 23:00 |  | 8
2022-10-22 |  | 7
2022-10-22 01:00 |  | 4
2022-10-22 02:00 |  | 7
2022-10-22 03:00 |  | 4
2022-10-22 04:00 |  | 4
2022-10-22 05:00 |  | 7
2022-10-22 06:00 |  | 5
2022-10-22 07:00 |  | 5
2022-10-22 08:00 |  | 8
2022-10-22 09:00 |  | 6
2022-10-22 10:00 |  | 4
2022-10-22 11:00 |  | 8
2022-10-22 12:00 |  | 8
2022-10-22 13:00 |  | 4
2022-10-22 14:00 |  | 4
2022-10-22 15:00 |  | 3
2022-10-22 16:00 |  | 3
2022-10-22 17:00 |  | 4
2022-10-22 18:00 |  | 5
2022-10-22 19:00 |  | 8
2022-10-22 20:00 |  | 10
2022-10-22 21:00 |  | 11
2022-10-22 22:00 |  | 7
2022-10-22 23:00 |  | 4
2022-10-23 |  | 7
2022-10-23 01:00 |  | 8
2022-10-23 02:00 |  | 10
2022-10-23 03:00 |  | 9
2022-10-23 04:00 |  | 7
2022-10-23 05:00 |  | 5
2022-10-23 06:00 |  | 5
2022-10-23 07:00 |  | 10
2022-10-23 08:00 |  | 12
2022-10-23 09:00 |  | 11
2022-10-23 10:00 |  | 8
2022-10-23 11:00 |  | 4
2022-10-23 12:00 |  | 4
2022-10-23 13:00 |  | 6
2022-10-23 14:00 |  | 3
2022-10-23 15:00 |  | 1
2022-10-23 16:00 |  | 1
2022-10-23 17:00 |  | 1
2022-10-23 18:00 |  | 3
2022-10-23 19:00 |  | 3
2022-10-23 20:00 |  | 1
2022-10-23 21:00 |  | 7
2022-10-23 22:00 |  | 11
2022-10-23 23:00 |  | 8
2022-10-24 |  | 5
2022-10-24 01:00 |  | 3
2022-10-24 02:00 |  | 5
2022-10-24 03:00 |  | 7
2022-10-24 04:00 |  | 5
2022-10-24 05:00 |  | 8
2022-10-24 06:00 |  | 9
2022-10-24 07:00 |  | 8
2022-10-24 08:00 |  | 8
2022-10-24 09:00 |  | 22
2022-10-24 10:00 |  | 15
2022-10-24 11:00 |  | 1
2022-10-24 12:00 |  |  | 2.a
2022-10-24 13:00 |  |  | 2.a
2022-10-24 14:00 |  |  | 2.a
2022-10-24 15:00 |  |  | 2.a
2022-10-24 16:00 |  |  | 2.a
2022-10-24 17:00 |  |  | 2.a
2022-10-24 18:00 |  |  | 2.a
2022-10-24 19:00 |  |  | 2.a
2022-10-24 20:00 |  |  | 2.a
2022-10-24 21:00 |  |  | 2.a
2022-10-24 22:00 |  |  | 2.a
2022-10-24 23:00 |  |  | 2.a
2022-10-25 |  |  | 2.a
2022-10-25 01:00 |  |  | 2.a
2022-10-25 02:00 |  |  | 2.a
2022-10-25 03:00 |  |  | 2.a
2022-10-25 04:00 |  |  | 2.a
2022-10-25 05:00 |  |  | 2.a
2022-10-25 06:00 |  |  | 2.a
2022-10-25 07:00 |  |  | 2.a
2022-10-25 08:00 |  |  | 2.a
2022-10-25 09:00 |  |  | 2.a
2022-10-25 10:00 |  |  | 2.a
2022-10-25 11:00 |  |  | 2.a
2022-10-25 12:00 |  |  | 2.e
2022-10-25 13:00 |  |  | 2.e
2022-10-25 14:00 |  | 4
2022-10-25 15:00 |  | 2
2022-10-25 16:00 |  | 2
2022-10-25 17:00 |  | 6
2022-10-25 18:00 |  | 5
2022-10-25 19:00 |  | 4
2022-10-25 20:00 |  | 3
2022-10-25 21:00 |  | 4
2022-10-25 22:00 |  | 2
2022-10-25 23:00 |  | 4
2022-10-26 |  | 9
2022-10-26 01:00 |  | 6
2022-10-26 02:00 |  | 1
2022-10-26 03:00 |  | 1
2022-10-26 04:00 |  | 1
2022-10-26 05:00 |  | 1
2022-10-26 06:00 |  | 1
2022-10-26 07:00 |  | 1
2022-10-26 08:00 |  | 5
2022-10-26 09:00 |  | 7
2022-10-26 10:00 |  | 3
2022-10-26 11:00 |  | 1
2022-10-26 12:00 |  | 1
2022-10-26 13:00 |  | 1
2022-10-26 14:00 |  | 1
2022-10-26 15:00 |  | 1
2022-10-26 16:00 |  | 3
2022-10-26 17:00 |  | 5
2022-10-26 18:00 |  | 6
2022-10-26 19:00 |  | 7
2022-10-26 20:00 |  | 9
2022-10-26 21:00 |  | 12
2022-10-26 22:00 |  | 8
2022-10-26 23:00 |  | 3
2022-10-27 |  | 3
2022-10-27 01:00 |  | 7
2022-10-27 02:00 |  | 3
2022-10-27 03:00 |  | 1
2022-10-27 04:00 |  | 8
2022-10-27 05:00 |  | 14
2022-10-27 06:00 |  | 16
2022-10-27 07:00 |  | 8
2022-10-27 08:00 |  | 8
2022-10-27 09:00 |  | 4
2022-10-27 10:00 |  | 3
2022-10-27 11:00 |  | 3
2022-10-27 12:00 |  | 4
2022-10-27 13:00 |  | 3
2022-10-27 14:00 |  | 1
2022-10-27 15:00 |  | 1
2022-10-27 16:00 |  | 3
2022-10-27 17:00 |  | 7
2022-10-27 18:00 |  | 5
2022-10-27 19:00 |  | 4
2022-10-27 20:00 |  | 3
2022-10-27 21:00 |  | 5
2022-10-27 22:00 |  | 5
2022-10-27 23:00 |  | 8
2022-10-28 |  | 6
2022-10-28 01:00 |  | 3
2022-10-28 02:00 |  | 3
2022-10-28 03:00 |  | 3
2022-10-28 04:00 |  | 1
2022-10-28 05:00 |  | 1
2022-10-28 06:00 |  | 1
2022-10-28 07:00 |  | 1
2022-10-28 08:00 |  | 1
2022-10-28 09:00 |  | 1
2022-10-28 10:00 |  | 3
2022-10-28 11:00 |  | 4
2022-10-28 12:00 |  | 5
2022-10-28 13:00 |  | 6
2022-10-28 14:00 |  | 8
2022-10-28 15:00 |  | 7
2022-10-28 16:00 |  | 7
2022-10-28 17:00 |  | 5
2022-10-28 18:00 |  | 4
2022-10-28 19:00 |  | 3
2022-10-28 20:00 |  | 3
2022-10-28 21:00 |  | 1
2022-10-28 22:00 |  | 3
2022-10-28 23:00 |  | 4
2022-10-29 |  | 1
2022-10-29 01:00 |  | 1
2022-10-29 02:00 |  | 4
2022-10-29 03:00 |  | 5
2022-10-29 04:00 |  | 8
2022-10-29 05:00 |  | 9
2022-10-29 06:00 |  | 5
2022-10-29 07:00 |  | 3
2022-10-29 08:00 |  | 5
2022-10-29 09:00 |  | 4
2022-10-29 10:00 |  | 1
2022-10-29 11:00 |  | 1
2022-10-29 12:00 |  | 3
2022-10-29 13:00 |  | 1
2022-10-29 14:00 |  | 5
2022-10-29 15:00 |  | 5
2022-10-29 16:00 |  | 3
2022-10-29 17:00 |  | 3
2022-10-29 18:00 |  | 4
2022-10-29 19:00 |  | 7
2022-10-29 20:00 |  | 8
2022-10-29 21:00 |  | 8
2022-10-29 22:00 |  | 5
2022-10-29 23:00 |  | 4
2022-10-30 |  | 4
2022-10-30 01:00 |  | 4
2022-10-30 02:00 |  | 3
2022-10-30 03:00 |  | 6
2022-10-30 04:00 |  | 7
2022-10-30 05:00 |  | 5
2022-10-30 06:00 |  | 5
2022-10-30 07:00 |  | 6
2022-10-30 08:00 |  | 7
2022-10-30 09:00 |  | 5
2022-10-30 10:00 |  | 7
2022-10-30 11:00 |  | 6
2022-10-30 12:00 |  | 4
2022-10-30 13:00 |  | 4
2022-10-30 14:00 |  | 3
2022-10-30 15:00 |  | 1
2022-10-30 16:00 |  | 1
2022-10-30 17:00 |  | 4
2022-10-30 18:00 |  | 4
2022-10-30 19:00 |  | 7
2022-10-30 20:00 |  | 3
2022-10-30 21:00 |  | 4
2022-10-30 22:00 |  | 8
2022-10-30 23:00 |  | 3
2022-10-31 |  | 4
2022-10-31 01:00 |  | 7
2022-10-31 02:00 |  | 8
2022-10-31 03:00 |  | 10
2022-10-31 04:00 |  | 8
2022-10-31 05:00 |  | 5
2022-10-31 06:00 |  | 4
2022-10-31 07:00 |  | 4
2022-10-31 08:00 |  | 3
2022-10-31 09:00 |  | 3
2022-10-31 10:00 |  | 3
2022-10-31 11:00 |  | 1
2022-10-31 12:00 |  | 1
2022-10-31 13:00 |  | 1
2022-10-31 14:00 |  | 1
2022-10-31 15:00 |  | 1
2022-10-31 16:00 |  | 1
2022-10-31 17:00 |  | 1
2022-10-31 18:00 |  | 1
2022-10-31 19:00 |  | 1
2022-10-31 20:00 |  | 1
2022-10-31 21:00 |  | 1
2022-10-31 22:00 |  | 4
2022-10-31 23:00 |  | 8
2022-11-01 |  | 5
2022-11-01 01:00 |  | 5
2022-11-01 02:00 |  | 7
2022-11-01 03:00 |  | 7
2022-11-01 04:00 |  | 6
2022-11-01 05:00 |  | 6
2022-11-01 06:00 |  | 5
2022-11-01 07:00 |  | 4
2022-11-01 08:00 |  | 3
2022-11-01 09:00 |  | 4
2022-11-01 10:00 |  | 4
2022-11-01 11:00 |  | 1
2022-11-01 12:00 |  | 3
2022-11-01 13:00 |  | 5
2022-11-01 14:00 |  | 1
2022-11-01 15:00 |  | 1
2022-11-01 16:00 |  | 1
2022-11-01 17:00 |  | 1
2022-11-01 18:00 |  | 1
2022-11-01 19:00 |  | 3
2022-11-01 20:00 |  | 14
2022-11-01 21:00 |  | 8
2022-11-01 22:00 |  | 8
2022-11-01 23:00 |  | 7
2022-11-02 |  | 7
2022-11-02 01:00 |  | 8
2022-11-02 02:00 |  | 9
2022-11-02 03:00 |  | 10
2022-11-02 04:00 |  | 4
2022-11-02 05:00 |  | 5
2022-11-02 06:00 |  | 8
2022-11-02 07:00 |  | 8
2022-11-02 08:00 |  | 12
2022-11-02 09:00 |  | 11
2022-11-02 10:00 |  | 7
2022-11-02 11:00 |  | 5
2022-11-02 12:00 |  | 9
2022-11-02 13:00 |  | 10
2022-11-02 14:00 |  | 5
2022-11-02 15:00 |  | 16
2022-11-02 16:00 |  | 1
2022-11-02 17:00 |  | 5
2022-11-02 18:00 |  | 8
2022-11-02 19:00 |  | 18
2022-11-02 20:00 |  | 10
2022-11-02 21:00 |  | 15
2022-11-02 22:00 |  | 16
2022-11-02 23:00 |  | 20
2022-11-03 |  | 12
2022-11-03 01:00 |  | 20
2022-11-03 02:00 |  | 15
2022-11-03 03:00 |  | 15
2022-11-03 04:00 |  | 18
2022-11-03 05:00 |  | 15
2022-11-03 06:00 |  | 14
2022-11-03 07:00 |  | 19
2022-11-03 08:00 |  | 23
2022-11-03 09:00 |  | 16
2022-11-03 10:00 |  | 10
2022-11-03 11:00 |  | 12
2022-11-03 12:00 |  | 12
2022-11-03 13:00 |  | 11
2022-11-03 14:00 |  | 18
2022-11-03 15:00 |  | 20
2022-11-03 16:00 |  | 16
2022-11-03 17:00 |  | 19
2022-11-03 18:00 |  | 15
2022-11-03 19:00 |  | 22
2022-11-03 20:00 |  | 11
2022-11-03 21:00 |  | 12
2022-11-03 22:00 |  | 15
2022-11-03 23:00 |  | 15
2022-11-04 |  | 15
2022-11-04 01:00 |  | 11
2022-11-04 02:00 |  | 10
2022-11-04 03:00 |  | 8
2022-11-04 04:00 |  | 6
2022-11-04 05:00 |  | 5
2022-11-04 06:00 |  | 8
2022-11-04 07:00 |  | 16
2022-11-04 08:00 |  | 15
2022-11-04 09:00 |  | 15
2022-11-04 10:00 |  | 15
2022-11-04 11:00 |  |  | 2.e
2022-11-04 12:00 |  | 9
2022-11-04 13:00 |  | 16
2022-11-04 14:00 |  | 14
2022-11-04 15:00 |  | 14
2022-11-04 16:00 |  | 11
2022-11-04 17:00 |  | 8
2022-11-04 18:00 |  | 4
2022-11-04 19:00 |  | 8
2022-11-04 20:00 |  | 8
2022-11-04 21:00 |  | 8
2022-11-04 22:00 |  | 8
2022-11-04 23:00 |  | 5
2022-11-05 |  | 9
2022-11-05 01:00 |  | 10
2022-11-05 02:00 |  | 8
2022-11-05 03:00 |  | 16
2022-11-05 04:00 |  | 5
2022-11-05 05:00 |  | 7
2022-11-05 06:00 |  | 8
2022-11-05 07:00 |  | 8
2022-11-05 08:00 |  | 8
2022-11-05 09:00 |  | 8
2022-11-05 10:00 |  | 8
2022-11-05 11:00 |  | 5
2022-11-05 12:00 |  | 3
2022-11-05 13:00 |  | 7
2022-11-05 14:00 |  | 8
2022-11-05 15:00 |  | 7
2022-11-05 16:00 |  | 5
2022-11-05 17:00 |  | 4
2022-11-05 18:00 |  | 5
2022-11-05 19:00 |  | 8
2022-11-05 20:00 |  | 15
2022-11-05 21:00 |  | 10
2022-11-05 22:00 |  | 10
2022-11-05 23:00 |  | 8
2022-11-06 |  | 8
2022-11-06 01:00 |  | 8
2022-11-06 02:00 |  | 7
2022-11-06 03:00 |  | 7
2022-11-06 04:00 |  | 7
2022-11-06 05:00 |  | 5
2022-11-06 06:00 |  | 4
2022-11-06 07:00 |  | 5
2022-11-06 08:00 |  | 7
2022-11-06 09:00 |  | 8
2022-11-06 10:00 |  | 11
2022-11-06 11:00 |  | 11
2022-11-06 12:00 |  | 8
2022-11-06 13:00 |  | 8
2022-11-06 14:00 |  | 12
2022-11-06 15:00 |  | 12
2022-11-06 16:00 |  | 8
2022-11-06 17:00 |  | 8
2022-11-06 18:00 |  | 8
2022-11-06 19:00 |  | 8
2022-11-06 20:00 |  | 10
2022-11-06 21:00 |  | 12
2022-11-06 22:00 |  | 11
2022-11-06 23:00 |  | 10
2022-11-07 |  | 7
2022-11-07 01:00 |  | 4
2022-11-07 02:00 |  | 7
2022-11-07 03:00 |  | 7
2022-11-07 04:00 |  | 8
2022-11-07 05:00 |  | 8
2022-11-07 06:00 |  | 7
2022-11-07 07:00 |  | 10
2022-11-07 08:00 |  | 7
2022-11-07 09:00 |  | 1
2022-11-07 10:00 |  | 4
2022-11-07 11:00 |  | 6
2022-11-07 12:00 |  | 5
2022-11-07 13:00 |  | 5
2022-11-07 14:00 |  | 8
2022-11-07 15:00 |  | 5
2022-11-07 16:00 |  | 3
2022-11-07 17:00 |  | 5
2022-11-07 18:00 |  | 8
2022-11-07 19:00 |  | 9
2022-11-07 20:00 |  | 8
2022-11-07 21:00 |  | 11
2022-11-07 22:00 |  | 10
2022-11-07 23:00 |  | 3
2022-11-08 |  | 1
2022-11-08 01:00 |  | 4
2022-11-08 02:00 |  | 6
2022-11-08 03:00 |  | 3
2022-11-08 04:00 |  | 18
2022-11-08 05:00 |  | 8
2022-11-08 06:00 |  | 15
2022-11-08 07:00 |  | 11
2022-11-08 08:00 |  | 8
2022-11-08 09:00 |  | 4
2022-11-08 10:00 |  | 7
2022-11-08 11:00 |  | 8
2022-11-08 12:00 |  | 7
2022-11-08 13:00 |  | 4
2022-11-08 14:00 |  | 6
2022-11-08 15:00 |  | 8
2022-11-08 16:00 |  | 3
2022-11-08 17:00 |  | 5
2022-11-08 18:00 |  | 8
2022-11-08 19:00 |  | 5
2022-11-08 20:00 |  | 8
2022-11-08 21:00 |  | 10
2022-11-08 22:00 |  | 4
2022-11-08 23:00 |  | 2
2022-11-09 |  | 3
2022-11-09 01:00 |  | 1
2022-11-09 02:00 |  | 4
2022-11-09 03:00 |  | 4
2022-11-09 04:00 |  | 1
2022-11-09 05:00 |  | 1
2022-11-09 06:00 |  | 4
2022-11-09 07:00 |  | 5
2022-11-09 08:00 |  | 7
2022-11-09 09:00 |  | 8
2022-11-09 10:00 |  | 7
2022-11-09 11:00 |  | 1
2022-11-09 12:00 |  | 1
2022-11-09 13:00 |  | 1
2022-11-09 14:00 |  | 1
2022-11-09 15:00 |  | 4
2022-11-09 16:00 |  | 8
2022-11-09 17:00 |  | 5
2022-11-09 18:00 |  | 2
2022-11-09 19:00 |  | 1
2022-11-09 20:00 |  | 1
2022-11-09 21:00 |  | 1
2022-11-09 22:00 |  | 1
2022-11-09 23:00 |  | 1
2022-11-10 |  | 1
2022-11-10 01:00 |  | 1
2022-11-10 02:00 |  | 1
2022-11-10 03:00 |  | 1
2022-11-10 04:00 |  | 1
2022-11-10 05:00 |  | 1
2022-11-10 06:00 |  | 3
2022-11-10 07:00 |  | 4
2022-11-10 08:00 |  | 1
2022-11-10 09:00 |  | 5
2022-11-10 10:00 |  | 4
2022-11-10 11:00 |  |  | 2.e
2022-11-10 12:00 |  | 4
2022-11-10 13:00 |  | 1
2022-11-10 14:00 |  | 4
2022-11-10 15:00 |  | 4
2022-11-10 16:00 |  | 1
2022-11-10 17:00 |  | 1
2022-11-10 18:00 |  | 1
2022-11-10 19:00 |  | 1
2022-11-10 20:00 |  | 3
2022-11-10 21:00 |  | 8
2022-11-10 22:00 |  | 8
2022-11-10 23:00 |  | 8
2022-11-11 |  | 5
2022-11-11 01:00 |  | 3
2022-11-11 02:00 |  | 1
2022-11-11 03:00 |  | 1
2022-11-11 04:00 |  | 1
2022-11-11 05:00 |  | 2
2022-11-11 06:00 |  | 5
2022-11-11 07:00 |  | 3
2022-11-11 08:00 |  | 2
2022-11-11 09:00 |  | 1
2022-11-11 10:00 |  | 1
2022-11-11 11:00 |  | 7
2022-11-11 12:00 |  | 7
2022-11-11 13:00 |  | 5
2022-11-11 14:00 |  | 3
2022-11-11 15:00 |  | 2
2022-11-11 16:00 |  | 4
2022-11-11 17:00 |  | 2
2022-11-11 18:00 |  | 3
2022-11-11 19:00 |  | 4
2022-11-11 20:00 |  | 5
2022-11-11 21:00 |  | 3
2022-11-11 22:00 |  | 1
2022-11-11 23:00 |  | 1
2022-11-12 |  | 1
2022-11-12 01:00 |  | 1
2022-11-12 02:00 |  | 3
2022-11-12 03:00 |  | 1
2022-11-12 04:00 |  | 1
2022-11-12 05:00 |  | 4
2022-11-12 06:00 |  | 1
2022-11-12 07:00 |  | 1
2022-11-12 08:00 |  | 1
2022-11-12 09:00 |  | 4
2022-11-12 10:00 |  | 1
2022-11-12 11:00 |  | 1
2022-11-12 12:00 |  | 5
2022-11-12 13:00 |  | 2
2022-11-12 14:00 |  | 5
2022-11-12 15:00 |  | 5
2022-11-12 16:00 |  | 3
2022-11-12 17:00 |  | 2
2022-11-12 18:00 |  | 4
2022-11-12 19:00 |  | 5
2022-11-12 20:00 |  | 15
2022-11-12 21:00 |  | 11
2022-11-12 22:00 |  | 12
2022-11-12 23:00 |  | 20
2022-11-13 |  | 11
2022-11-13 01:00 |  | 11
2022-11-13 02:00 |  | 9
2022-11-13 03:00 |  | 7
2022-11-13 04:00 |  | 5
2022-11-13 05:00 |  | 5
2022-11-13 06:00 |  | 5
2022-11-13 07:00 |  | 4
2022-11-13 08:00 |  | 2
2022-11-13 09:00 |  | 1
2022-11-13 10:00 |  | 1
2022-11-13 11:00 |  | 1
2022-11-13 12:00 |  | 1
2022-11-13 13:00 |  | 1
2022-11-13 14:00 |  | 1
2022-11-13 15:00 |  | 1
2022-11-13 16:00 |  | 1
2022-11-13 17:00 |  | 1
2022-11-13 18:00 |  | 1
2022-11-13 19:00 |  | 4
2022-11-13 20:00 |  | 3
2022-11-13 21:00 |  | 4
2022-11-13 22:00 |  | 8
2022-11-13 23:00 |  | 8
2022-11-14 |  | 7
2022-11-14 01:00 |  | 2
2022-11-14 02:00 |  | 1
2022-11-14 03:00 |  | 3
2022-11-14 04:00 |  | 1
2022-11-14 05:00 |  | 1
2022-11-14 06:00 |  | 4
2022-11-14 07:00 |  | 5
2022-11-14 08:00 |  | 5
2022-11-14 09:00 |  | 3
2022-11-14 10:00 |  | 3
2022-11-14 11:00 |  | 1
2022-11-14 12:00 |  | 3
2022-11-14 13:00 |  | 4
2022-11-14 14:00 |  | 3
2022-11-14 15:00 |  | 4
2022-11-14 16:00 |  | 1
2022-11-14 17:00 |  | 1
2022-11-14 18:00 |  | 3
2022-11-14 19:00 |  | 3
2022-11-14 20:00 |  | 2
2022-11-14 21:00 |  | 8
2022-11-14 22:00 |  | 8
2022-11-14 23:00 |  | 5
2022-11-15 |  | 5
2022-11-15 01:00 |  | 8
2022-11-15 02:00 |  | 10
2022-11-15 03:00 |  | 5
2022-11-15 04:00 |  | 5
2022-11-15 05:00 |  | 5
2022-11-15 06:00 |  | 5
2022-11-15 07:00 |  | 1
2022-11-15 08:00 |  | 1
2022-11-15 09:00 |  | 1
2022-11-15 10:00 |  | 1
2022-11-15 11:00 |  | 3
2022-11-15 12:00 |  | 4
2022-11-15 13:00 |  | 1
2022-11-15 14:00 |  | 1
2022-11-15 15:00 |  | 1
2022-11-15 16:00 |  | 1
2022-11-15 17:00 |  | 1
2022-11-15 18:00 |  | 1
2022-11-15 19:00 |  | 4
2022-11-15 20:00 |  | 7
2022-11-15 21:00 |  | 8
2022-11-15 22:00 |  | 7
2022-11-15 23:00 |  | 2
2022-11-16 |  | 1
2022-11-16 01:00 |  | 5
2022-11-16 02:00 |  | 7
2022-11-16 03:00 |  | 1
2022-11-16 04:00 |  | 1
2022-11-16 05:00 |  | 3
2022-11-16 06:00 |  | 4
2022-11-16 07:00 |  | 3
2022-11-16 08:00 |  | 1
2022-11-16 09:00 |  | 1
2022-11-16 10:00 |  | 4
2022-11-16 11:00 |  | 4
2022-11-16 12:00 |  | 3
2022-11-16 13:00 |  | 1
2022-11-16 14:00 |  | 1
2022-11-16 15:00 |  | 1
2022-11-16 16:00 |  | 1
2022-11-16 17:00 |  | 1
2022-11-16 18:00 |  | 4
2022-11-16 19:00 |  | 7
2022-11-16 20:00 |  | 9
2022-11-16 21:00 |  | 9
2022-11-16 22:00 |  | 8
2022-11-16 23:00 |  | 7
2022-11-17 |  | 2
2022-11-17 01:00 |  | 1
2022-11-17 02:00 |  | 2
2022-11-17 03:00 |  | 4
2022-11-17 04:00 |  | 3
2022-11-17 05:00 |  | 1
2022-11-17 06:00 |  | 3
2022-11-17 07:00 |  | 1
2022-11-17 08:00 |  | 1
2022-11-17 09:00 |  | 1
2022-11-17 10:00 |  | 4
2022-11-17 11:00 |  | 10
2022-11-17 12:00 |  |  | 2.e
2022-11-17 13:00 |  | 8
2022-11-17 14:00 |  | 1
2022-11-17 15:00 |  | 1
2022-11-17 16:00 |  | 1
2022-11-17 17:00 |  | 1
2022-11-17 18:00 |  | 1
2022-11-17 19:00 |  | 1
2022-11-17 20:00 |  | 1
2022-11-17 21:00 |  | 3
2022-11-17 22:00 |  | 1
2022-11-17 23:00 |  | 1
2022-11-18 |  | 1
2022-11-18 01:00 |  | 1
2022-11-18 02:00 |  | 5
2022-11-18 03:00 |  | 5
2022-11-18 04:00 |  | 3
2022-11-18 05:00 |  | 3
2022-11-18 06:00 |  | 1
2022-11-18 07:00 |  | 1
2022-11-18 08:00 |  | 1
2022-11-18 09:00 |  | 1
2022-11-18 10:00 |  | 1
2022-11-18 11:00 |  | 1
2022-11-18 12:00 |  | 1
2022-11-18 13:00 |  | 3
2022-11-18 14:00 |  | 1
2022-11-18 15:00 |  | 1
2022-11-18 16:00 |  | 1
2022-11-18 17:00 |  | 1
2022-11-18 18:00 |  | 1
2022-11-18 19:00 |  | 1
2022-11-18 20:00 |  | 7
2022-11-18 21:00 |  | 5
2022-11-18 22:00 |  | 4
2022-11-18 23:00 |  | 5
2022-11-19 |  | 3
2022-11-19 01:00 |  | 1
2022-11-19 02:00 |  | 4
2022-11-19 03:00 |  | 7
2022-11-19 04:00 |  | 4
2022-11-19 05:00 |  | 4
2022-11-19 06:00 |  | 2
2022-11-19 07:00 |  | 8
2022-11-19 08:00 |  | 8
2022-11-19 09:00 |  | 7
2022-11-19 10:00 |  | 6
2022-11-19 11:00 |  |  | 2.e
2022-11-19 12:00 |  | 4
2022-11-19 13:00 |  | 1
2022-11-19 14:00 |  | 1
2022-11-19 15:00 |  | 7
2022-11-19 16:00 |  | 5
2022-11-19 17:00 |  | 3
2022-11-19 18:00 |  | 1
2022-11-19 19:00 |  | 2
2022-11-19 20:00 |  | 5
2022-11-19 21:00 |  | 7
2022-11-19 22:00 |  | 4
2022-11-19 23:00 |  | 3
2022-11-20 |  | 4
2022-11-20 01:00 |  | 4
2022-11-20 02:00 |  | 4
2022-11-20 03:00 |  | 5
2022-11-20 04:00 |  | 5
2022-11-20 05:00 |  | 2
2022-11-20 06:00 |  | 1
2022-11-20 07:00 |  | 1
2022-11-20 08:00 |  | 1
2022-11-20 09:00 |  | 4
2022-11-20 10:00 |  | 3
2022-11-20 11:00 |  | 1
2022-11-20 12:00 |  | 1
2022-11-20 13:00 |  | 1
2022-11-20 14:00 |  | 3
2022-11-20 15:00 |  | 1
2022-11-20 16:00 |  | 1
2022-11-20 17:00 |  | 3
2022-11-20 18:00 |  | 7
2022-11-20 19:00 |  | 7
2022-11-20 20:00 |  | 4
2022-11-20 21:00 |  | 7
2022-11-20 22:00 |  | 8
2022-11-20 23:00 |  | 7
2022-11-21 |  | 5
2022-11-21 01:00 |  | 5
2022-11-21 02:00 |  | 7
2022-11-21 03:00 |  | 7
2022-11-21 04:00 |  | 5
2022-11-21 05:00 |  | 4
2022-11-21 06:00 |  | 7
2022-11-21 07:00 |  | 8
2022-11-21 08:00 |  | 7
2022-11-21 09:00 |  | 5
2022-11-21 10:00 |  | 5
2022-11-21 11:00 |  | 4
2022-11-21 12:00 |  | 3
2022-11-21 13:00 |  | 1
2022-11-21 14:00 |  | 1
2022-11-21 15:00 |  | 1
2022-11-21 16:00 |  | 1
2022-11-21 17:00 |  | 1
2022-11-21 18:00 |  | 3
2022-11-21 19:00 |  | 4
2022-11-21 20:00 |  | 4
2022-11-21 21:00 |  | 4
2022-11-21 22:00 |  | 14
2022-11-21 23:00 |  | 7
2022-11-22 |  | 8
2022-11-22 01:00 |  | 8
2022-11-22 02:00 |  | 5
2022-11-22 03:00 |  | 5
2022-11-22 04:00 |  | 7
2022-11-22 05:00 |  | 7
2022-11-22 06:00 |  | 8
2022-11-22 07:00 |  | 5
2022-11-22 08:00 |  | 5
2022-11-22 09:00 |  |  | 2.e
2022-11-22 10:00 |  |  | 2.e
2022-11-22 11:00 |  | 5
2022-11-22 12:00 |  | 1
2022-11-22 13:00 |  | 1
2022-11-22 14:00 |  | 1
2022-11-22 15:00 |  | 1
2022-11-22 16:00 |  | 1
2022-11-22 17:00 |  | 1
2022-11-22 18:00 |  | 1
2022-11-22 19:00 |  | 1
2022-11-22 20:00 |  | 8
2022-11-22 21:00 |  | 7
2022-11-22 22:00 |  | 4
2022-11-22 23:00 |  | 4
2022-11-23 |  | 3
2022-11-23 01:00 |  | 4
2022-11-23 02:00 |  | 3
2022-11-23 03:00 |  | 1
2022-11-23 04:00 |  | 2
2022-11-23 05:00 |  | 4
2022-11-23 06:00 |  | 3
2022-11-23 07:00 |  | 4
2022-11-23 08:00 |  | 4
2022-11-23 09:00 |  | 1
2022-11-23 10:00 |  | 1
2022-11-23 11:00 |  | 1
2022-11-23 12:00 |  | 3
2022-11-23 13:00 |  | 3
2022-11-23 14:00 |  | 1
2022-11-23 15:00 |  | 4
2022-11-23 16:00 |  | 3
2022-11-23 17:00 |  | 1
2022-11-23 18:00 |  | 3
2022-11-23 19:00 |  | 5
2022-11-23 20:00 |  | 4
2022-11-23 21:00 |  | 3
2022-11-23 22:00 |  | 4
2022-11-23 23:00 |  | 3
2022-11-24 |  | 1
2022-11-24 01:00 |  | 1
2022-11-24 02:00 |  | 1
2022-11-24 03:00 |  | 1
2022-11-24 04:00 |  | 1
2022-11-24 05:00 |  | 1
2022-11-24 06:00 |  | 1
2022-11-24 07:00 |  | 1
2022-11-24 08:00 |  | 1
2022-11-24 09:00 |  | 1
2022-11-24 10:00 |  | 1
2022-11-24 11:00 |  | 1
2022-11-24 12:00 |  | 1
2022-11-24 13:00 |  | 1
2022-11-24 14:00 |  | 1
2022-11-24 15:00 |  | 1
2022-11-24 16:00 |  | 1
2022-11-24 17:00 |  | 1
2022-11-24 18:00 |  | 4
2022-11-24 19:00 |  | 6
2022-11-24 20:00 |  | 5
2022-11-24 21:00 |  | 5
2022-11-24 22:00 |  | 4
2022-11-24 23:00 |  | 5
2022-11-25 |  | 7
2022-11-25 01:00 |  | 4
2022-11-25 02:00 |  | 8
2022-11-25 03:00 |  | 8
2022-11-25 04:00 |  | 8
2022-11-25 05:00 |  | 7
2022-11-25 06:00 |  | 2
2022-11-25 07:00 |  | 2
2022-11-25 08:00 |  | 5
2022-11-25 09:00 |  | 7
2022-11-25 10:00 |  | 5
2022-11-25 11:00 |  | 3
2022-11-25 12:00 |  | 5
2022-11-25 13:00 |  | 1
2022-11-25 14:00 |  | 1
2022-11-25 15:00 |  | 1
2022-11-25 16:00 |  | 1
2022-11-25 17:00 |  | 1
2022-11-25 18:00 |  | 1
2022-11-25 19:00 |  | 3
2022-11-25 20:00 |  | 4
2022-11-25 21:00 |  | 4
2022-11-25 22:00 |  | 5
2022-11-25 23:00 |  | 5
2022-11-26 |  | 4
2022-11-26 01:00 |  | 5
2022-11-26 02:00 |  | 8
2022-11-26 03:00 |  | 7
2022-11-26 04:00 |  | 3
2022-11-26 05:00 |  | 5
2022-11-26 06:00 |  | 5
2022-11-26 07:00 |  | 3
2022-11-26 08:00 |  | 1
2022-11-26 09:00 |  | 1
2022-11-26 10:00 |  | 1
2022-11-26 11:00 |  | 3
2022-11-26 12:00 |  | 3
2022-11-26 13:00 |  | 1
2022-11-26 14:00 |  | 1
2022-11-26 15:00 |  | 1
2022-11-26 16:00 |  | 1
2022-11-26 17:00 |  | 1
2022-11-26 18:00 |  | 4
2022-11-26 19:00 |  | 6
2022-11-26 20:00 |  | 6
2022-11-26 21:00 |  | 5
2022-11-26 22:00 |  | 4
2022-11-26 23:00 |  | 3
2022-11-27 |  | 4
2022-11-27 01:00 |  | 7
2022-11-27 02:00 |  | 8
2022-11-27 03:00 |  | 8
2022-11-27 04:00 |  | 7
2022-11-27 05:00 |  | 8
2022-11-27 06:00 |  | 11
2022-11-27 07:00 |  | 8
2022-11-27 08:00 |  | 5
2022-11-27 09:00 |  | 1
2022-11-27 10:00 |  | 3
2022-11-27 11:00 |  | 5
2022-11-27 12:00 |  | 4
2022-11-27 13:00 |  | 4
2022-11-27 14:00 |  | 7
2022-11-27 15:00 |  | 6
2022-11-27 16:00 |  | 7
2022-11-27 17:00 |  | 9
2022-11-27 18:00 |  | 8
2022-11-27 19:00 |  | 8
2022-11-27 20:00 |  | 11
2022-11-27 21:00 |  | 15
2022-11-27 22:00 |  | 7
2022-11-27 23:00 |  | 5
2022-11-28 |  | 1
2022-11-28 01:00 |  | 3
2022-11-28 02:00 |  | 7
2022-11-28 03:00 |  | 7
2022-11-28 04:00 |  | 8
2022-11-28 05:00 |  | 7
2022-11-28 06:00 |  | 5
2022-11-28 07:00 |  | 4
2022-11-28 08:00 |  | 4
2022-11-28 09:00 |  | 8
2022-11-28 10:00 |  | 9
2022-11-28 11:00 |  | 7
2022-11-28 12:00 |  | 8
2022-11-28 13:00 |  | 8
2022-11-28 14:00 |  | 8
2022-11-28 15:00 |  | 8
2022-11-28 16:00 |  | 6
2022-11-28 17:00 |  | 6
2022-11-28 18:00 |  | 8
2022-11-28 19:00 |  | 10
2022-11-28 20:00 |  | 11
2022-11-28 21:00 |  | 8
2022-11-28 22:00 |  | 4
2022-11-28 23:00 |  | 1
2022-11-29 |  | 2
2022-11-29 01:00 |  | 1
2022-11-29 02:00 |  | 1
2022-11-29 03:00 |  | 5
2022-11-29 04:00 |  | 4
2022-11-29 05:00 |  | 1
2022-11-29 06:00 |  | 1
2022-11-29 07:00 |  | 3
2022-11-29 08:00 |  | 3
2022-11-29 09:00 |  | 3
2022-11-29 10:00 |  | 5
2022-11-29 11:00 |  | 6
2022-11-29 12:00 |  | 5
2022-11-29 13:00 |  | 5
2022-11-29 14:00 |  | 3
2022-11-29 15:00 |  | 3
2022-11-29 16:00 |  | 1
2022-11-29 17:00 |  | 1
2022-11-29 18:00 |  | 1
2022-11-29 19:00 |  | 1
2022-11-29 20:00 |  | 1
2022-11-29 21:00 |  | 5
2022-11-29 22:00 |  | 4
2022-11-29 23:00 |  | 1
2022-11-30 |  | 1
2022-11-30 01:00 |  | 1
2022-11-30 02:00 |  | 4
2022-11-30 03:00 |  | 5
2022-11-30 04:00 |  | 5
2022-11-30 05:00 |  | 3
2022-11-30 06:00 |  | 3
2022-11-30 07:00 |  | 5
2022-11-30 08:00 |  | 4
2022-11-30 09:00 |  | 4
2022-11-30 10:00 |  | 5
2022-11-30 11:00 |  | 4
2022-11-30 12:00 |  | 1
2022-11-30 13:00 |  |  | 2.e
2022-11-30 14:00 |  | 1
2022-11-30 15:00 |  | 1
2022-11-30 16:00 |  | 1
2022-11-30 17:00 |  | 3
2022-11-30 18:00 |  | 3
2022-11-30 19:00 |  | 4
2022-11-30 20:00 |  | 5
2022-11-30 21:00 |  | 5
2022-11-30 22:00 |  | 7
2022-11-30 23:00 |  | 8
2022-12-01 |  | 7
2022-12-01 01:00 |  | 5
2022-12-01 02:00 |  | 7
2022-12-01 03:00 |  | 8
2022-12-01 04:00 |  | 8
2022-12-01 05:00 |  | 8
2022-12-01 06:00 |  | 7
2022-12-01 07:00 |  | 7
2022-12-01 08:00 |  | 8
2022-12-01 09:00 |  | 10
2022-12-01 10:00 |  | 11
2022-12-01 11:00 |  | 5
2022-12-01 12:00 |  | 4
2022-12-01 13:00 |  | 8
2022-12-01 14:00 |  | 4
2022-12-01 15:00 |  | 1
2022-12-01 16:00 |  | 1
2022-12-01 17:00 |  | 1
2022-12-01 18:00 |  | 4
2022-12-01 19:00 |  | 3
2022-12-01 20:00 |  | 3
2022-12-01 21:00 |  | 7
2022-12-01 22:00 |  | 8
2022-12-01 23:00 |  | 8
2022-12-02 |  | 1
2022-12-02 01:00 |  | 1
2022-12-02 02:00 |  | 5
2022-12-02 03:00 |  | 5
2022-12-02 04:00 |  | 5
2022-12-02 05:00 |  | 9
2022-12-02 06:00 |  | 8
2022-12-02 07:00 |  | 8
2022-12-02 08:00 |  | 7
2022-12-02 09:00 |  | 7
2022-12-02 10:00 |  | 8
2022-12-02 11:00 |  | 5
2022-12-02 12:00 |  | 4
2022-12-02 13:00 |  | 5
2022-12-02 14:00 |  | 1
2022-12-02 15:00 |  | 1
2022-12-02 16:00 |  | 1
2022-12-02 17:00 |  | 3
2022-12-02 18:00 |  | 3
2022-12-02 19:00 |  | 3
2022-12-02 20:00 |  | 7
2022-12-02 21:00 |  | 7
2022-12-02 22:00 |  | 5
2022-12-02 23:00 |  | 5
2022-12-03 |  | 5
2022-12-03 01:00 |  | 4
2022-12-03 02:00 |  | 4
2022-12-03 03:00 |  | 4
2022-12-03 04:00 |  | 3
2022-12-03 05:00 |  | 5
2022-12-03 06:00 |  | 4
2022-12-03 07:00 |  | 2
2022-12-03 08:00 |  | 1
2022-12-03 09:00 |  | 3
2022-12-03 10:00 |  | 3
2022-12-03 11:00 |  | 1
2022-12-03 12:00 |  | 1
2022-12-03 13:00 |  | 1
2022-12-03 14:00 |  | 1
2022-12-03 15:00 |  | 3
2022-12-03 16:00 |  | 3
2022-12-03 17:00 |  | 1
2022-12-03 18:00 |  | 1
2022-12-03 19:00 |  | 3
2022-12-03 20:00 |  | 3
2022-12-03 21:00 |  | 5
2022-12-03 22:00 |  | 8
2022-12-03 23:00 |  | 7
2022-12-04 |  | 7
2022-12-04 01:00 |  | 7
2022-12-04 02:00 |  | 4
2022-12-04 03:00 |  | 4
2022-12-04 04:00 |  | 4
2022-12-04 05:00 |  | 4
2022-12-04 06:00 |  | 5
2022-12-04 07:00 |  | 7
2022-12-04 08:00 |  | 5
2022-12-04 09:00 |  | 1
2022-12-04 10:00 |  | 1
2022-12-04 11:00 |  | 1
2022-12-04 12:00 |  | 3
2022-12-04 13:00 |  | 4
2022-12-04 14:00 |  | 1
2022-12-04 15:00 |  | 1
2022-12-04 16:00 |  | 1
2022-12-04 17:00 |  | 1
2022-12-04 18:00 |  | 1
2022-12-04 19:00 |  | 3
2022-12-04 20:00 |  | 5
2022-12-04 21:00 |  | 8
2022-12-04 22:00 |  | 8
2022-12-04 23:00 |  | 4
2022-12-05 |  | 2
2022-12-05 01:00 |  | 4
2022-12-05 02:00 |  | 7
2022-12-05 03:00 |  | 5
2022-12-05 04:00 |  | 5
2022-12-05 05:00 |  | 7
2022-12-05 06:00 |  | 4
2022-12-05 07:00 |  | 3
2022-12-05 08:00 |  | 3
2022-12-05 09:00 |  | 4
2022-12-05 10:00 |  | 4
2022-12-05 11:00 |  | 1
2022-12-05 12:00 |  | 4
2022-12-05 13:00 |  | 5
2022-12-05 14:00 |  | 3
2022-12-05 15:00 |  | 1
2022-12-05 16:00 |  | 1
2022-12-05 17:00 |  | 3
2022-12-05 18:00 |  | 3
2022-12-05 19:00 |  | 4
2022-12-05 20:00 |  | 3
2022-12-05 21:00 |  | 6
2022-12-05 22:00 |  | 3
2022-12-05 23:00 |  | 2
2022-12-06 |  | 5
2022-12-06 01:00 |  | 4
2022-12-06 02:00 |  | 7
2022-12-06 03:00 |  | 7
2022-12-06 04:00 |  | 5
2022-12-06 05:00 |  | 8
2022-12-06 06:00 |  | 8
2022-12-06 07:00 |  | 8
2022-12-06 08:00 |  | 8
2022-12-06 09:00 |  | 3
2022-12-06 10:00 |  | 1
2022-12-06 11:00 |  | 1
2022-12-06 12:00 |  | 3
2022-12-06 13:00 |  | 1
2022-12-06 14:00 |  | 1
2022-12-06 15:00 |  | 1
2022-12-06 16:00 |  | 1
2022-12-06 17:00 |  | 4
2022-12-06 18:00 |  | 4
2022-12-06 19:00 |  | 4
2022-12-06 20:00 |  | 4
2022-12-06 21:00 |  | 8
2022-12-06 22:00 |  | 10
2022-12-06 23:00 |  | 19
2022-12-07 |  | 9
2022-12-07 01:00 |  | 8
2022-12-07 02:00 |  | 7
2022-12-07 03:00 |  | 7
2022-12-07 04:00 |  | 7
2022-12-07 05:00 |  | 7
2022-12-07 06:00 |  | 8
2022-12-07 07:00 |  | 11
2022-12-07 08:00 |  | 11
2022-12-07 09:00 |  |  | 2.e
2022-12-07 10:00 |  | 7
2022-12-07 11:00 |  | 3
2022-12-07 12:00 |  | 1
2022-12-07 13:00 |  | 1
2022-12-07 14:00 |  | 3
2022-12-07 15:00 |  | 3
2022-12-07 16:00 |  | 1
2022-12-07 17:00 |  | 1
2022-12-07 18:00 |  | 3
2022-12-07 19:00 |  | 3
2022-12-07 20:00 |  | 3
2022-12-07 21:00 |  | 3
2022-12-07 22:00 |  | 1
2022-12-07 23:00 |  | 1
2022-12-08 |  | 1
2022-12-08 01:00 |  | 1
2022-12-08 02:00 |  | 1
2022-12-08 03:00 |  | 1
2022-12-08 04:00 |  | 1
2022-12-08 05:00 |  | 1
2022-12-08 06:00 |  | 1
2022-12-08 07:00 |  | 1
2022-12-08 08:00 |  | 1
2022-12-08 09:00 |  | 1
2022-12-08 10:00 |  | 1
2022-12-08 11:00 |  | 1
2022-12-08 12:00 |  | 1
2022-12-08 13:00 |  | 1
2022-12-08 14:00 |  | 1
2022-12-08 15:00 |  | 1
2022-12-08 16:00 |  | 1
2022-12-08 17:00 |  | 1
2022-12-08 18:00 |  | 1
2022-12-08 19:00 |  | 1
2022-12-08 20:00 |  | 1
2022-12-08 21:00 |  | 1
2022-12-08 22:00 |  | 2
2022-12-08 23:00 |  | 1
2022-12-09 |  | 1
2022-12-09 01:00 |  | 1
2022-12-09 02:00 |  | 1
2022-12-09 03:00 |  | 1
2022-12-09 04:00 |  | 1
2022-12-09 05:00 |  | 1
2022-12-09 06:00 |  | 1
2022-12-09 07:00 |  | 1
2022-12-09 08:00 |  | 1
2022-12-09 09:00 |  | 1
2022-12-09 10:00 |  | 1
2022-12-09 11:00 |  | 1
2022-12-09 12:00 |  | 1
2022-12-09 13:00 |  | 1
2022-12-09 14:00 |  | 8
2022-12-09 15:00 |  | 4
2022-12-09 16:00 |  | 1
2022-12-09 17:00 |  | 3
2022-12-09 18:00 |  | 3
2022-12-09 19:00 |  | 1
2022-12-09 20:00 |  | 4
2022-12-09 21:00 |  | 3
2022-12-09 22:00 |  | 1
2022-12-09 23:00 |  | 7
2022-12-10 |  | 8
2022-12-10 01:00 |  | 5
2022-12-10 02:00 |  | 2
2022-12-10 03:00 |  | 4
2022-12-10 04:00 |  | 7
2022-12-10 05:00 |  | 7
2022-12-10 06:00 |  | 8
2022-12-10 07:00 |  | 8
2022-12-10 08:00 |  | 7
2022-12-10 09:00 |  | 2
2022-12-10 10:00 |  | 5
2022-12-10 11:00 |  | 5
2022-12-10 12:00 |  | 1
2022-12-10 13:00 |  | 1
2022-12-10 14:00 |  | 1
2022-12-10 15:00 |  | 1
2022-12-10 16:00 |  | 3
2022-12-10 17:00 |  | 4
2022-12-10 18:00 |  | 3
2022-12-10 19:00 |  | 3
2022-12-10 20:00 |  | 1
2022-12-10 21:00 |  | 1
2022-12-10 22:00 |  | 8
2022-12-10 23:00 |  | 4
2022-12-11 |  | 1
2022-12-11 01:00 |  | 3
2022-12-11 02:00 |  | 4
2022-12-11 03:00 |  | 7
2022-12-11 04:00 |  | 10
2022-12-11 05:00 |  | 7
2022-12-11 06:00 |  | 8
2022-12-11 07:00 |  | 11
2022-12-11 08:00 |  | 8
2022-12-11 09:00 |  | 5
2022-12-11 10:00 |  | 7
2022-12-11 11:00 |  | 7
2022-12-11 12:00 |  | 4
2022-12-11 13:00 |  | 1
2022-12-11 14:00 |  | 1
2022-12-11 15:00 |  | 4
2022-12-11 16:00 |  | 3
2022-12-11 17:00 |  | 1
2022-12-11 18:00 |  | 1
2022-12-11 19:00 |  | 4
2022-12-11 20:00 |  | 3
2022-12-11 21:00 |  | 3
2022-12-11 22:00 |  | 3
2022-12-11 23:00 |  | 2
2022-12-12 |  | 3
2022-12-12 01:00 |  | 1
2022-12-12 02:00 |  | 2
2022-12-12 03:00 |  | 1
2022-12-12 04:00 |  | 3
2022-12-12 05:00 |  | 7
2022-12-12 06:00 |  | 8
2022-12-12 07:00 |  | 5
2022-12-12 08:00 |  | 4
2022-12-12 09:00 |  | 3
2022-12-12 10:00 |  | 1
2022-12-12 11:00 |  | 1
2022-12-12 12:00 |  | 1
2022-12-12 13:00 |  | 1
2022-12-12 14:00 |  | 1
2022-12-12 15:00 |  | 1
2022-12-12 16:00 |  | 1
2022-12-12 17:00 |  | 1
2022-12-12 18:00 |  | 1
2022-12-12 19:00 |  | 1
2022-12-12 20:00 |  | 1
2022-12-12 21:00 |  | 3
2022-12-12 22:00 |  | 1
2022-12-12 23:00 |  | 2
2022-12-13 |  | 7
2022-12-13 01:00 |  | 3
2022-12-13 02:00 |  | 1
2022-12-13 03:00 |  | 4
2022-12-13 04:00 |  | 3
2022-12-13 05:00 |  | 7
2022-12-13 06:00 |  | 5
2022-12-13 07:00 |  | 4
2022-12-13 08:00 |  | 3
2022-12-13 09:00 |  | 1
2022-12-13 10:00 |  | 1
2022-12-13 11:00 |  | 1
2022-12-13 12:00 |  | 1
2022-12-13 13:00 |  | 1
2022-12-13 14:00 |  | 1
2022-12-13 15:00 |  | 3
2022-12-13 16:00 |  | 1
2022-12-13 17:00 |  | 1
2022-12-13 18:00 |  | 1
2022-12-13 19:00 |  | 1
2022-12-13 20:00 |  | 3
2022-12-13 21:00 |  | 3
2022-12-13 22:00 |  | 4
2022-12-13 23:00 |  | 3
2022-12-14 |  | 1
2022-12-14 01:00 |  | 1
2022-12-14 02:00 |  | 2
2022-12-14 03:00 |  | 3
2022-12-14 04:00 |  | 4
2022-12-14 05:00 |  | 4
2022-12-14 06:00 |  | 2
2022-12-14 07:00 |  | 1
2022-12-14 08:00 |  | 1
2022-12-14 09:00 |  | 1
2022-12-14 10:00 |  |  | 2.e
2022-12-14 11:00 |  | 1
2022-12-14 12:00 |  | 1
2022-12-14 13:00 |  | 1
2022-12-14 14:00 |  | 1
2022-12-14 15:00 |  | 1
2022-12-14 16:00 |  | 1
2022-12-14 17:00 |  | 3
2022-12-14 18:00 |  | 1
2022-12-14 19:00 |  | 1
2022-12-14 20:00 |  | 3
2022-12-14 21:00 |  | 7
2022-12-14 22:00 |  | 5
2022-12-14 23:00 |  | 1
2022-12-15 |  | 1
2022-12-15 01:00 |  | 1
2022-12-15 02:00 |  | 1
2022-12-15 03:00 |  | 3
2022-12-15 04:00 |  | 1
2022-12-15 05:00 |  | 1
2022-12-15 06:00 |  | 3
2022-12-15 07:00 |  | 4
2022-12-15 08:00 |  | 3
2022-12-15 09:00 |  | 1
2022-12-15 10:00 |  | 4
2022-12-15 11:00 |  | 3
2022-12-15 12:00 |  | 1
2022-12-15 13:00 |  | 3
2022-12-15 14:00 |  | 3
2022-12-15 15:00 |  | 3
2022-12-15 16:00 |  | 3
2022-12-15 17:00 |  | 5
2022-12-15 18:00 |  | 7
2022-12-15 19:00 |  | 3
2022-12-15 20:00 |  | 1
2022-12-15 21:00 |  | 3
2022-12-15 22:00 |  | 4
2022-12-15 23:00 |  | 5
2022-12-16 |  | 3
2022-12-16 01:00 |  | 1
2022-12-16 02:00 |  | 3
2022-12-16 03:00 |  | 4
2022-12-16 04:00 |  | 4
2022-12-16 05:00 |  | 5
2022-12-16 06:00 |  | 7
2022-12-16 07:00 |  | 3
2022-12-16 08:00 |  | 3
2022-12-16 09:00 |  | 7
2022-12-16 10:00 |  | 3
2022-12-16 11:00 |  | 3
2022-12-16 12:00 |  | 3
2022-12-16 13:00 |  | 4
2022-12-16 14:00 |  | 5
2022-12-16 15:00 |  | 1
2022-12-16 16:00 |  | 1
2022-12-16 17:00 |  | 1
2022-12-16 18:00 |  | 3
2022-12-16 19:00 |  | 4
2022-12-16 20:00 |  | 6
2022-12-16 21:00 |  | 4
2022-12-16 22:00 |  | 1
2022-12-16 23:00 |  | 4
2022-12-17 |  | 5
2022-12-17 01:00 |  | 5
2022-12-17 02:00 |  | 3
2022-12-17 03:00 |  | 1
2022-12-17 04:00 |  | 1
2022-12-17 05:00 |  | 1
2022-12-17 06:00 |  | 3
2022-12-17 07:00 |  | 4
2022-12-17 08:00 |  | 3
2022-12-17 09:00 |  | 1
2022-12-17 10:00 |  | 3
2022-12-17 11:00 |  | 1
2022-12-17 12:00 |  | 1
2022-12-17 13:00 |  | 3
2022-12-17 14:00 |  | 1
2022-12-17 15:00 |  | 1
2022-12-17 16:00 |  | 1
2022-12-17 17:00 |  | 1
2022-12-17 18:00 |  | 1
2022-12-17 19:00 |  | 1
2022-12-17 20:00 |  | 3
2022-12-17 21:00 |  | 4
2022-12-17 22:00 |  | 3
2022-12-17 23:00 |  | 1
2022-12-18 |  | 1
2022-12-18 01:00 |  | 1
2022-12-18 02:00 |  | 1
2022-12-18 03:00 |  | 1
2022-12-18 04:00 |  | 1
2022-12-18 05:00 |  | 1
2022-12-18 06:00 |  | 1
2022-12-18 07:00 |  | 1
2022-12-18 08:00 |  | 2
2022-12-18 09:00 |  | 1
2022-12-18 10:00 |  | 1
2022-12-18 11:00 |  | 1
2022-12-18 12:00 |  | 1
2022-12-18 13:00 |  | 1
2022-12-18 14:00 |  | 1
2022-12-18 15:00 |  | 3
2022-12-18 16:00 |  | 1
2022-12-18 17:00 |  | 1
2022-12-18 18:00 |  | 1
2022-12-18 19:00 |  | 3
2022-12-18 20:00 |  | 4
2022-12-18 21:00 |  | 3
2022-12-18 22:00 |  | 2
2022-12-18 23:00 |  | 4
2022-12-19 |  | 5
2022-12-19 01:00 |  | 1
2022-12-19 02:00 |  | 1
2022-12-19 03:00 |  | 5
2022-12-19 04:00 |  | 3
2022-12-19 05:00 |  | 1
2022-12-19 06:00 |  | 1
2022-12-19 07:00 |  | 5
2022-12-19 08:00 |  | 7
2022-12-19 09:00 |  | 5
2022-12-19 10:00 |  | 5
2022-12-19 11:00 |  | 4
2022-12-19 12:00 |  | 4
2022-12-19 13:00 |  | 8
2022-12-19 14:00 |  | 7
2022-12-19 15:00 |  | 4
2022-12-19 16:00 |  | 7
2022-12-19 17:00 |  | 4
2022-12-19 18:00 |  | 1
2022-12-19 19:00 |  | 3
2022-12-19 20:00 |  | 3
2022-12-19 21:00 |  | 3
2022-12-19 22:00 |  | 3
2022-12-19 23:00 |  | 4
2022-12-20 |  | 1
2022-12-20 01:00 |  | 3
2022-12-20 02:00 |  | 5
2022-12-20 03:00 |  | 4
2022-12-20 04:00 |  | 3
2022-12-20 05:00 |  | 1
2022-12-20 06:00 |  | 1
2022-12-20 07:00 |  | 3
2022-12-20 08:00 |  | 1
2022-12-20 09:00 |  | 1
2022-12-20 10:00 |  | 4
2022-12-20 11:00 |  | 1
2022-12-20 12:00 |  | 3
2022-12-20 13:00 |  | 4
2022-12-20 14:00 |  | 1
2022-12-20 15:00 |  | 1
2022-12-20 16:00 |  | 1
2022-12-20 17:00 |  | 3
2022-12-20 18:00 |  | 3
2022-12-20 19:00 |  | 3
2022-12-20 20:00 |  | 3
2022-12-20 21:00 |  | 3
2022-12-20 22:00 |  | 2
2022-12-20 23:00 |  | 3
2022-12-21 |  | 1
2022-12-21 01:00 |  | 1
2022-12-21 02:00 |  | 1
2022-12-21 03:00 |  | 1
2022-12-21 04:00 |  | 1
2022-12-21 05:00 |  | 5
2022-12-21 06:00 |  | 4
2022-12-21 07:00 |  | 3
2022-12-21 08:00 |  | 4
2022-12-21 09:00 |  | 4
2022-12-21 10:00 |  | 3
2022-12-21 11:00 |  | 3
2022-12-21 12:00 |  | 1
2022-12-21 13:00 |  | 1
2022-12-21 14:00 |  | 1
2022-12-21 15:00 |  | 1
2022-12-21 16:00 |  | 6
2022-12-21 17:00 |  | 5
2022-12-21 18:00 |  | 1
2022-12-21 19:00 |  | 1
2022-12-21 20:00 |  | 1
2022-12-21 21:00 |  | 4
2022-12-21 22:00 |  | 3
2022-12-21 23:00 |  | 1
2022-12-22 |  | 1
2022-12-22 01:00 |  | 3
2022-12-22 02:00 |  | 3
2022-12-22 03:00 |  | 1
2022-12-22 04:00 |  | 3
2022-12-22 05:00 |  | 3
2022-12-22 06:00 |  | 3
2022-12-22 07:00 |  | 1
2022-12-22 08:00 |  | 1
2022-12-22 09:00 |  | 1
2022-12-22 10:00 |  | 1
2022-12-22 11:00 |  | 1
2022-12-22 12:00 |  | 1
2022-12-22 13:00 |  | 1
2022-12-22 14:00 |  | 1
2022-12-22 15:00 |  | 1
2022-12-22 16:00 |  | 1
2022-12-22 17:00 |  | 1
2022-12-22 18:00 |  | 1
2022-12-22 19:00 |  | 1
2022-12-22 20:00 |  | 1
2022-12-22 21:00 |  | 4
2022-12-22 22:00 |  | 4
2022-12-22 23:00 |  | 4
2022-12-23 |  | 3
2022-12-23 01:00 |  | 1
2022-12-23 02:00 |  | 1
2022-12-23 03:00 |  | 1
2022-12-23 04:00 |  | 3
2022-12-23 05:00 |  | 4
2022-12-23 06:00 |  | 2
2022-12-23 07:00 |  | 4
2022-12-23 08:00 |  | 4
2022-12-23 09:00 |  | 4
2022-12-23 10:00 |  |  | 2.a
2022-12-23 11:00 |  | 1
2022-12-23 12:00 |  | 1
2022-12-23 13:00 |  | 1
2022-12-23 14:00 |  | 1
2022-12-23 15:00 |  | 1
2022-12-23 16:00 |  | 1
2022-12-23 17:00 |  | 3
2022-12-23 18:00 |  | 1
2022-12-23 19:00 |  | 3
2022-12-23 20:00 |  | 4
2022-12-23 21:00 |  | 3
2022-12-23 22:00 |  | 1
2022-12-23 23:00 |  | 1
2022-12-24 |  | 1
2022-12-24 01:00 |  | 1
2022-12-24 02:00 |  | 1
2022-12-24 03:00 |  | 3
2022-12-24 04:00 |  | 1
2022-12-24 05:00 |  | 1
2022-12-24 06:00 |  | 3
2022-12-24 07:00 |  | 1
2022-12-24 08:00 |  | 1
2022-12-24 09:00 |  | 3
2022-12-24 10:00 |  | 3
2022-12-24 11:00 |  | 1
2022-12-24 12:00 |  | 1
2022-12-24 13:00 |  | 1
2022-12-24 14:00 |  | 1
2022-12-24 15:00 |  | 1
2022-12-24 16:00 |  | 1
2022-12-24 17:00 |  | 1
2022-12-24 18:00 |  | 1
2022-12-24 19:00 |  | 1
2022-12-24 20:00 |  | 1
2022-12-24 21:00 |  | 3
2022-12-24 22:00 |  | 7
2022-12-24 23:00 |  | 4
2022-12-25 |  | 1
2022-12-25 01:00 |  | 1
2022-12-25 02:00 |  | 3
2022-12-25 03:00 |  | 4
2022-12-25 04:00 |  | 3
2022-12-25 05:00 |  | 5
2022-12-25 06:00 |  | 4
2022-12-25 07:00 |  | 1
2022-12-25 08:00 |  | 1
2022-12-25 09:00 |  | 1
2022-12-25 10:00 |  | 1
2022-12-25 11:00 |  | 1
2022-12-25 12:00 |  | 1
2022-12-25 13:00 |  | 1
2022-12-25 14:00 |  | 1
2022-12-25 15:00 |  | 1
2022-12-25 16:00 |  | 1
2022-12-25 17:00 |  | 1
2022-12-25 18:00 |  | 1
2022-12-25 19:00 |  | 1
2022-12-25 20:00 |  | 8
2022-12-25 21:00 |  | 8
2022-12-25 22:00 |  | 8
2022-12-25 23:00 |  | 8
2022-12-26 |  | 8
2022-12-26 01:00 |  | 8
2022-12-26 02:00 |  | 7
2022-12-26 03:00 |  | 7
2022-12-26 04:00 |  | 4
2022-12-26 05:00 |  | 3
2022-12-26 06:00 |  | 3
2022-12-26 07:00 |  | 4
2022-12-26 08:00 |  | 4
2022-12-26 09:00 |  | 3
2022-12-26 10:00 |  | 5
2022-12-26 11:00 |  | 8
2022-12-26 12:00 |  | 7
2022-12-26 13:00 |  | 7
2022-12-26 14:00 |  | 7
2022-12-26 15:00 |  | 7
2022-12-26 16:00 |  | 4
2022-12-26 17:00 |  | 3
2022-12-26 18:00 |  | 8
2022-12-26 19:00 |  | 8
2022-12-26 20:00 |  | 8
2022-12-26 21:00 |  | 9
2022-12-26 22:00 |  | 8
2022-12-26 23:00 |  | 8
2022-12-27 |  | 7
2022-12-27 01:00 |  | 5
2022-12-27 02:00 |  | 5
2022-12-27 03:00 |  | 5
2022-12-27 04:00 |  | 4
2022-12-27 05:00 |  | 4
2022-12-27 06:00 |  | 4
2022-12-27 07:00 |  | 5
2022-12-27 08:00 |  | 5
2022-12-27 09:00 |  | 7
2022-12-27 10:00 |  | 8
2022-12-27 11:00 |  | 8
2022-12-27 12:00 |  | 5
2022-12-27 13:00 |  | 7
2022-12-27 14:00 |  | 7
2022-12-27 15:00 |  | 3
2022-12-27 16:00 |  | 1
2022-12-27 17:00 |  | 4
2022-12-27 18:00 |  | 8
2022-12-27 19:00 |  | 8
2022-12-27 20:00 |  | 7
2022-12-27 21:00 |  | 8
2022-12-27 22:00 |  | 6
2022-12-27 23:00 |  | 8
2022-12-28 |  | 7
2022-12-28 01:00 |  | 7
2022-12-28 02:00 |  | 7
2022-12-28 03:00 |  | 5
2022-12-28 04:00 |  | 5
2022-12-28 05:00 |  | 4
2022-12-28 06:00 |  | 4
2022-12-28 07:00 |  | 5
2022-12-28 08:00 |  | 5
2022-12-28 09:00 |  | 4
2022-12-28 10:00 |  | 4
2022-12-28 11:00 |  | 3
2022-12-28 12:00 |  | 3
2022-12-28 13:00 |  | 5
2022-12-28 14:00 |  | 4
2022-12-28 15:00 |  | 1
2022-12-28 16:00 |  | 1
2022-12-28 17:00 |  | 1
2022-12-28 18:00 |  | 4
2022-12-28 19:00 |  | 6
2022-12-28 20:00 |  | 7
2022-12-28 21:00 |  | 4
2022-12-28 22:00 |  | 3
2022-12-28 23:00 |  | 3
2022-12-29 |  | 3
2022-12-29 01:00 |  | 4
2022-12-29 02:00 |  | 1
2022-12-29 03:00 |  | 3
2022-12-29 04:00 |  | 5
2022-12-29 05:00 |  | 3
2022-12-29 06:00 |  | 3
2022-12-29 07:00 |  | 5
2022-12-29 08:00 |  | 7
2022-12-29 09:00 |  | 5
2022-12-29 10:00 |  | 3
2022-12-29 11:00 |  | 4
2022-12-29 12:00 |  | 4
2022-12-29 13:00 |  | 5
2022-12-29 14:00 |  | 4
2022-12-29 15:00 |  | 1
2022-12-29 16:00 |  | 3
2022-12-29 17:00 |  | 5
2022-12-29 18:00 |  | 8
2022-12-29 19:00 |  | 8
2022-12-29 20:00 |  | 7
2022-12-29 21:00 |  | 5
2022-12-29 22:00 |  | 4
2022-12-29 23:00 |  | 4
2022-12-30 |  | 3
2022-12-30 01:00 |  | 3
2022-12-30 02:00 |  | 4
2022-12-30 03:00 |  | 4
2022-12-30 04:00 |  | 4
2022-12-30 05:00 |  | 4
2022-12-30 06:00 |  | 3
2022-12-30 07:00 |  | 4
2022-12-30 08:00 |  | 4
2022-12-30 09:00 |  | 5
2022-12-30 10:00 |  | 8
2022-12-30 11:00 |  | 8
2022-12-30 12:00 |  | 7
2022-12-30 13:00 |  | 3
2022-12-30 14:00 |  | 4
2022-12-30 15:00 |  | 7
2022-12-30 16:00 |  | 5
2022-12-30 17:00 |  | 4
2022-12-30 18:00 |  | 8
2022-12-30 19:00 |  | 16
2022-12-30 20:00 |  | 19
2022-12-30 21:00 |  | 8
2022-12-30 22:00 |  | 5
2022-12-30 23:00 |  | 3
2022-12-31 |  | 7
2022-12-31 01:00 |  | 11
2022-12-31 02:00 |  | 11
2022-12-31 03:00 |  | 22
2022-12-31 04:00 |  | 7
2022-12-31 05:00 |  | 9
2022-12-31 06:00 |  | 11
2022-12-31 07:00 |  | 8
2022-12-31 08:00 |  | 7
2022-12-31 09:00 |  | 8
2022-12-31 10:00 |  | 8
2022-12-31 11:00 |  | 20
2022-12-31 12:00 |  | 18
2022-12-31 13:00 |  | 16
2022-12-31 14:00 |  | 18
2022-12-31 15:00 |  | 10
2022-12-31 16:00 |  | 11
2022-12-31 17:00 |  | 31
2022-12-31 18:00 |  | 31
2022-12-31 19:00 |  | 15
2022-12-31 20:00 |  | 15
2022-12-31 21:00 |  | 11
2022-12-31 22:00 |  | 11
2022-12-31 23:00 |  | 11